## Contents
These supply curves were requested by
Don Norman and Heather Kendall, 1/12/99.
This data represent average variable operation costs
(fuel and variable O&M) over the specified year.
Hydro and pumped storage units are included.
Care must be taken in applying this curve, because
of the seasonal nature of fuel prices, season capacities,
maintainance schedules, etc., etc.
Prices for Linden 2 were close enough to that of Linden 1 that
I have only illustrated the latter. Where multiple units exist, I chose to
illustrate the "cogeneration" unit.
Prices are based on an analysis using Enron assumptions
for natural gas prices, unit availability, and so forth, as of June 1998
Michael Schilmoeller
(503) 464-8916

## Input Data
Fuel cost($000) | [7 empty] | VOM cost($000) | [7 empty] | Generation(GWh) | [7 empty] | Capacity @peakhr(MW)
Instance | Year: 1999 | Year: 2000 | Year: 2001 | Year: 2002 | Year: 2003 | Year: 2004 | Year: 2005 | Instance | Year: 1999 | Year: 2000 | Year: 2001 | Year: 2002 | Year: 2003 | Year: 2004 | Year: 2005 | Instance | Year: 1999 | Year: 2000 | Year: 2001 | Year: 2002 | Year: 2003 | Year: 2004 | Year: 2005 | Instance | Year: 1999 | Year: 2000 | Year: 2001 | Year: 2002 | Year: 2003 | Year: 2004 | Year: 2005
59th St GT 1 | 14.63 | 26.413 | 10.8987 | 33.696 | 59.8751 | 49.2441 | 43.342 | 59th St GT 1 | 0.8603 | 1.5087 | 0.6339 | 1.9679 | 3.454 | 2.8527 | 2.49 | 59th St GT 1 | 0.3131 | 0.5367 | 0.2208 | 0.6709 | 1.1528 | 0.9321 | 0.7965 | 59th St GT 1 | 20.2 | 20.2 | 20.2 | 20.2 | 20.2 | 20.2 | 20.2
74th St GT 1 | 17.1445 | 20.5309 | 12.7719 | 33.9392 | 70.1659 | 33.4101 | 39.5448 | 74th St GT 1 | 1.2516 | 1.4633 | 0.9222 | 2.4812 | 5.0251 | 2.3835 | 2.8088 | 74th St GT 1 | 0.279 | 0.3189 | 0.1967 | 0.5181 | 1.0273 | 0.477 | 0.5503 | 74th St GT 1 | 20.2 | 20.2 | 20.2 | 20.2 | 20.2 | 20.2 | 20.2
74th St GT 2 | 19.24 | 34.7357 | 8.5413 | 44.3136 | 78.7417 | 64.761 | 56.9991 | 74th St GT 2 | 1.4046 | 2.4632 | 0.6155 | 3.2128 | 5.6393 | 4.6574 | 4.0653 | 74th St GT 2 | 0.3131 | 0.5367 | 0.1313 | 0.6709 | 1.1528 | 0.9321 | 0.7965 | 74th St GT 2 | 20.2 | 20.2 | 20.2 | 20.2 | 20.2 | 20.2 | 20.2
74TH STREET 11 | 1832.0609 | 1766.0975 | 1909.9301 | 2547.7708 | 2264.8726 | 1874.3552 | 1728.6031 | 74TH STREET 11 | 167.7802 | 159.0694 | 172.0173 | 231.4642 | 208.1187 | 171.3914 | 159.2213 | 74TH STREET 11 | 74.8013 | 69.3233 | 73.3882 | 96.6718 | 85.092 | 68.6007 | 62.3881 | 74TH STREET 11 | 24 | 24 | 24 | 24 | 24 | 24 | 24
A L Pierce 1 | 83.0059 | 39.9925 | 34.0011 | 46.6456 | 36.8298 | 42.3547 | 41.3732 | A L Pierce 1 | 5.0014 | 2.0441 | 1.662 | 2.2387 | 1.7557 | 1.9304 | 1.8861 | A L Pierce 1 | 1.593 | 0.6364 | 0.5066 | 0.668 | 0.5129 | 0.552 | 0.528 | A L Pierce 1 | 16 | 16 | 16 | 16 | 16 | 16 | 16
ABB_CC 1 | 0 | 43385.3242 | 45853.6563 | 48471.5781 | 49106.6797 | 49828.4688 | 50203.2578 | ABB_CC 1 | 0 | 4655.252 | 4968.4106 | 5296.5347 | 5402.123 | 5515.124 | 5528.7349 | ABB_CC 1 | 0 | 1890.5513 | 1975.2607 | 2061.3909 | 2058.2336 | 2057.0605 | 2018.7345 | ABB_CC 1 | 0 | 272 | 272 | 272 | 272 | 272 | 272
ADIRON RES RE 1 | 40.2592 | 21.5013 | 48.8533 | 46.2553 | 72.3191 | 33.3108 | 56.5274 | ADIRON RES RE 1 | 1.9854 | 1.0603 | 2.4092 | 2.2811 | 3.5664 | 1.6427 | 2.7877 | ADIRON RES RE 1 | 1.1571 | 0.6041 | 1.3436 | 1.2454 | 1.9061 | 0.8595 | 1.4278 | ADIRON RES RE 1 | 12.4 | 12.4 | 12.4 | 12.4 | 12.4 | 12.4 | 12.4
AEI Livermore 1 | 7474.0029 | 7662.8516 | 7835.4995 | 7999.8955 | 8171.9106 | 8352.0654 | 8522.3438 | AEI Livermore 1 | 492.9615 | 505.4179 | 516.8048 | 527.6484 | 538.9929 | 550.8761 | 562.1074 | AEI Livermore 1 | 287.2896 | 287.9266 | 288.2169 | 288.0708 | 288.0708 | 288.2251 | 287.9113 | AEI Livermore 1 | 36 | 36 | 36 | 36 | 36 | 36 | 36
AES NUG1 8&9 0 | 0 | 3538.0923 | 8530.5186 | 8247.6094 | 9749.4824 | 9087.5664 | 11694.8965 | AES NUG1 8&9 0 | 0 | 110.4453 | 261.0139 | 256.1283 | 304.2252 | 285.586 | 366.9718 | AES NUG1 8&9 0 | 0 | 98.6719 | 228.2821 | 219.2943 | 254.992 | 234.3311 | 294.7728 | AES NUG1 8&9 0 | 0 | 0 | 720 | 720 | 720 | 720 | 720
AES Thames 1 | 22813.3965 | 23385.8906 | 23871.127 | 24361.6953 | 24861.5645 | 25376.2441 | 25890.8633 | AES Thames 1 | 2356.7646 | 2418.2598 | 2470.8906 | 2524.0144 | 2578.2808 | 2634.4155 | 2690.3386 | AES Thames 1 | 1373.4825 | 1377.6354 | 1377.9912 | 1377.9911 | 1377.9911 | 1378.3583 | 1377.9911 | AES Thames 1 | 181 | 181 | 181 | 181 | 181 | 181 | 181
Agawam Turboex 1 | 322.5278 | 330.6792 | 338.1477 | 345.2407 | 352.6637 | 360.4377 | 367.7892 | Agawam Turboex 1 | 54.3285 | 55.7016 | 56.9597 | 58.1545 | 59.4048 | 60.7143 | 61.9526 | Agawam Turboex 1 | 12.0504 | 12.0771 | 12.09 | 12.0838 | 12.0838 | 12.0902 | 12.0771 | Agawam Turboex 1 | 1.5 | 1.5 | 1.5 | 1.5 | 1.5 | 1.5 | 1.5
ALBANY 1 | 1569.7408 | 1738.6302 | 2619.813 | 3556.7268 | 4190.1904 | 3913.3662 | 4413.5117 | ALBANY 1 | 104.449 | 108.5703 | 175.2019 | 233.6247 | 280.4479 | 256.3809 | 306.5338 | ALBANY 1 | 55.1082 | 55.9947 | 88.4579 | 115.4723 | 135.6979 | 121.4418 | 142.142 | ALBANY 1 | 100 | 100 | 100 | 100 | 100 | 100 | 100
ALBANY 2 | 706.1854 | 1089.3545 | 1698.3429 | 2960.0225 | 2333.7676 | 2840.9956 | 2564.7666 | ALBANY 2 | 41.027 | 62.8266 | 103.4297 | 179.189 | 150.6308 | 177.3647 | 167.803 | ALBANY 2 | 21.6462 | 32.4026 | 52.2208 | 88.5667 | 72.8844 | 84.0136 | 77.8115 | ALBANY 2 | 100.8 | 100.8 | 100.8 | 100.8 | 100.8 | 100.8 | 100.8
ALBANY C3 | 2840.4873 | 4146.1582 | 5277.7495 | 7211.1343 | 8324.3672 | 7735.2026 | 8237.8389 | ALBANY C3 | 184.4908 | 263.048 | 341.4931 | 455.8163 | 542.6807 | 508.8801 | 560.8903 | ALBANY C3 | 98.1334 | 137.0042 | 174.2312 | 226.7743 | 264.7223 | 242.3239 | 259.6714 | ALBANY C3 | 200 | 200 | 200 | 200 | 200 | 200 | 200
ALBANY COGN AS 1 | 138.0389 | 326.3716 | 249.3637 | 611.4351 | 697.4548 | 597.091 | 564.2872 | ALBANY COGN AS 1 | 24.568 | 63.7168 | 49.6884 | 116.6548 | 136.264 | 117.6575 | 108.4682 | ALBANY COGN AS 1 | 5.4766 | 13.8841 | 10.5994 | 24.3606 | 27.8566 | 23.5466 | 21.2507 | ALBANY COGN AS 1 | 26 | 26 | 26 | 26 | 26 | 26 | 26
Allegany Cogen 1 | 4805.4248 | 5478.4297 | 5686.0938 | 6860.3755 | 7518.6465 | 7517.5669 | 8013.8545 | Allegany Cogen 1 | 434.9456 | 514.1743 | 531.1299 | 641.9026 | 708.7023 | 708.2691 | 744.5742 | Allegany Cogen 1 | 195.8701 | 226.3435 | 228.8864 | 270.8008 | 292.6889 | 286.3534 | 294.6956 | Allegany Cogen 1 | 55 | 55 | 55 | 55 | 55 | 55 | 55
Allentown C1 | 537.8614 | 683.2036 | 303.2759 | 328.4128 | 649.4666 | 803.4812 | 1341.2013 | Allentown C1 | 38.7043 | 47.2727 | 21.2347 | 22.7857 | 44.6498 | 56.6614 | 94.1507 | Allentown C1 | 8.6976 | 10.3896 | 4.5666 | 4.797 | 9.1872 | 11.3778 | 18.4248 | Allentown C1 | 72 | 72 | 72 | 72 | 72 | 72 | 72
Altresco Joint 1 | 14414.458 | 12064.0791 | 14080.4863 | 12667.0947 | 13125.1787 | 15402.6523 | 15025.1016 | Altresco Joint 1 | 1225.6514 | 1044.3865 | 1208.4863 | 1102.3879 | 1120.3959 | 1308.2454 | 1274.7325 | Altresco Joint 1 | 551.9505 | 459.7469 | 520.788 | 465.0668 | 462.7154 | 528.924 | 504.5274 | Altresco Joint 1 | 172.2 | 172.2 | 172.2 | 172.2 | 172.2 | 172.2 | 172.2
AMER REF-FUEL 1 | 478.231 | 338.7603 | 410.5345 | 429.5152 | 501.9845 | 365.826 | 328.4622 | AMER REF-FUEL 1 | 23.5842 | 16.7061 | 20.2457 | 21.1817 | 24.7556 | 18.0409 | 16.1983 | AMER REF-FUEL 1 | 13.7445 | 9.5171 | 11.2908 | 11.5642 | 13.2309 | 9.4392 | 8.2967 | AMER REF-FUEL 1 | 74 | 74 | 74 | 74 | 74 | 74 | 74
Amity Landfill 1 | 17.8054 | 17.4793 | 21.6896 | 21.1298 | 24.5667 | 26.6067 | 38.664 | Amity Landfill 1 | 2.8417 | 2.7897 | 3.4617 | 3.3723 | 3.9209 | 4.2464 | 6.1708 | Amity Landfill 1 | 0.6509 | 0.6246 | 0.7588 | 0.7236 | 0.8236 | 0.8733 | 1.2423 | Amity Landfill 1 | 1 | 1 | 1 | 1 | 1 | 1 | 1
Anitec 1 | 2330.7124 | 3364.314 | 3278.6331 | 3956.6326 | 4430.104 | 4618.8608 | 4861.3745 | Anitec 1 | 205.6284 | 308.3005 | 303.6979 | 366.2665 | 408.1831 | 424.026 | 437.1566 | Anitec 1 | 92.6011 | 135.7162 | 130.8763 | 154.5176 | 168.5767 | 171.4338 | 173.0226 | Anitec 1 | 44 | 44 | 44 | 44 | 44 | 44 | 44
ANP_CC 1 | 0 | 0 | 97138.7734 | 100496.2578 | 102000.3047 | 104161.8828 | 106204.7891 | ANP_CC 1 | 0 | 0 | 10516.3789 | 10972.502 | 11216.3154 | 11486.3906 | 11704.1201 | ANP_CC 1 | 0 | 0 | 4180.9321 | 4270.4561 | 4273.4673 | 4284.2549 | 4273.5835 | ANP_CC 1 | 0 | 0 | 550 | 550 | 550 | 550 | 550
APLP Elec Gen 1 | 602.0514 | 617.2673 | 631.2097 | 644.4492 | 658.3047 | 672.8171 | 686.5391 | APLP Elec Gen 1 | 101.9176 | 104.4934 | 106.8537 | 109.0949 | 111.4405 | 113.897 | 116.22 | APLP Elec Gen 1 | 22.494 | 22.544 | 22.568 | 22.5564 | 22.5564 | 22.5684 | 22.544 | APLP Elec Gen 1 | 2.8 | 2.8 | 2.8 | 2.8 | 2.8 | 2.8 | 2.8
Archbald Power 1 | 1712.2471 | 1716.7703 | 1843.7217 | 1909.6732 | 2126.8098 | 2304.5691 | 2392.354 | Archbald Power 1 | 176.9389 | 174.8092 | 195.0492 | 204.0635 | 226.6235 | 246.1913 | 255.3187 | Archbald Power 1 | 106.3903 | 102.7466 | 112.23 | 114.9454 | 124.9663 | 132.8991 | 134.9254 | Archbald Power 1 | 18 | 18 | 18 | 18 | 18 | 18 | 18
Arthur Kill 2 | 44142.3633 | 48951.8164 | 48126.2422 | 50820.5234 | 51746.9336 | 55033.7695 | 53843.9102 | Arthur Kill 2 | 1646.5421 | 1868.3721 | 1860.4773 | 1979.3563 | 2039.0896 | 2164.7393 | 2110.4573 | Arthur Kill 2 | 1631.281 | 1809.4377 | 1763.8688 | 1837.0778 | 1852.6846 | 1925.4507 | 1837.6593 | Arthur Kill 2 | 350 | 350 | 350 | 350 | 350 | 350 | 350
Arthur Kill 3 | 66889.0469 | 73035.6172 | 72653.2031 | 77089.2656 | 80135.3984 | 80817.4922 | 81328.0547 | Arthur Kill 3 | 2592.3127 | 2893.7031 | 2916.561 | 3116.8406 | 3266.0796 | 3300.4968 | 3313.9912 | Arthur Kill 3 | 2568.2854 | 2802.427 | 2765.1135 | 2892.7981 | 2967.5081 | 2935.6628 | 2885.624 | Arthur Kill 3 | 501 | 501 | 501 | 501 | 501 | 501 | 501
Arthur Kill GT 1 | 10.7272 | 33.8919 | 13.9848 | 43.2372 | 76.829 | 57.058 | 49.3615 | Arthur Kill GT 1 | 0.7231 | 2.2193 | 0.9324 | 2.8947 | 5.0809 | 3.7936 | 3.2514 | Arthur Kill GT 1 | 0.1612 | 0.4836 | 0.1989 | 0.6045 | 1.0387 | 0.7592 | 0.637 | Arthur Kill GT 1 | 18.2 | 18.2 | 18.2 | 18.2 | 18.2 | 18.2 | 18.2
ASCUTNEY GT 1 | 21.8182 | 1.8352 | 0.446 | 5.4794 | 0.5172 | 6.4313 | 0.5121 | ASCUTNEY GT 1 | 0.5073 | 0.0564 | 0.0136 | 0.1326 | 0.0152 | 0.1519 | 0.0153 | ASCUTNEY GT 1 | 0.1616 | 0.0176 | 0.0041 | 0.0396 | 0.0044 | 0.0434 | 0.0043 | ASCUTNEY GT 1 | 14.7 | 14.7 | 14.7 | 14.7 | 14.7 | 14.7 | 14.7
ASTORIA 3 | 35318.1445 | 43792.7617 | 43348.3086 | 45156.6211 | 48147.7109 | 49744.1563 | 50404.2852 | ASTORIA 3 | 2035.6383 | 2552.8667 | 2555.7412 | 2700.1436 | 2895.9998 | 2981.938 | 3019.4363 | ASTORIA 3 | 1296.4955 | 1589.3616 | 1557.662 | 1611.0344 | 1691.5236 | 1705.0604 | 1690.1636 | ASTORIA 3 | 361 | 361 | 361 | 361 | 361 | 361 | 361
ASTORIA C4 | 50552.5547 | 72251.8359 | 67037.3281 | 71466 | 78763.2891 | 83391.1563 | 84251.9375 | ASTORIA C4 | 2804.3152 | 4019.6492 | 3792.0955 | 4107.1982 | 4533.0293 | 4791.7583 | 4882.4204 | ASTORIA C4 | 1797.6378 | 2528.0813 | 2326.439 | 2474.2156 | 2666.4873 | 2753.8835 | 2727.6096 | ASTORIA C4 | 738 | 738 | 738 | 738 | 738 | 738 | 738
Astoria GT 1 | 27.7454 | 49.3464 | 20.4941 | 62.6577 | 110.4779 | 91.7155 | 80.3594 | Astoria GT 1 | 1.7661 | 3.0973 | 1.3013 | 4.0399 | 7.091 | 5.8564 | 5.1118 | Astoria GT 1 | 0.3937 | 0.6749 | 0.2776 | 0.8436 | 1.4496 | 1.172 | 1.0015 | Astoria GT 1 | 18.2 | 18.2 | 18.2 | 18.2 | 18.2 | 18.2 | 18.2
Astoria GT 2 1 | 37.7655 | 39.7611 | 22.4496 | 69.6817 | 130.3918 | 127.1171 | 111.8816 | Astoria GT 2 1 | 3.3376 | 3.4144 | 1.9609 | 6.1076 | 11.3206 | 11.0672 | 9.6601 | Astoria GT 2 1 | 0.744 | 0.744 | 0.4183 | 1.2754 | 2.3143 | 2.2149 | 1.8926 | Astoria GT 2 1 | 48.7 | 48.7 | 48.7 | 48.7 | 48.7 | 48.7 | 48.7
Astoria GT 2 2 | 37.7655 | 68.1816 | 17.0523 | 75.4484 | 142.4757 | 127.1171 | 111.8816 | Astoria GT 2 2 | 3.3376 | 5.8532 | 1.4948 | 6.6166 | 12.3604 | 11.0672 | 9.6601 | Astoria GT 2 2 | 0.744 | 1.2754 | 0.3189 | 1.3817 | 2.5269 | 2.2149 | 1.8926 | Astoria GT 2 2 | 48.7 | 48.7 | 48.7 | 48.7 | 48.7 | 48.7 | 48.7
Astoria GT 2 C3 | 75.531 | 136.3632 | 56.2673 | 156.7874 | 291.2823 | 254.2343 | 223.7632 | Astoria GT 2 C3 | 6.6216 | 11.6064 | 4.8785 | 13.6311 | 25.0776 | 22.06 | 19.3421 | Astoria GT 2 C3 | 1.488 | 2.5509 | 1.0491 | 2.8697 | 5.16 | 4.4297 | 3.7851 | Astoria GT 2 C3 | 97.4 | 97.4 | 97.4 | 97.4 | 97.4 | 97.4 | 97.4
Astoria GT 3 4 | 59.4202 | 105.5431 | 44.0232 | 134.2516 | 219.147 | 196.7346 | 172.0913 | Astoria GT 3 4 | 4.696 | 8.2355 | 3.46 | 10.7417 | 17.4383 | 15.5715 | 13.5918 | Astoria GT 3 4 | 1.0416 | 1.7856 | 0.7344 | 2.232 | 3.5472 | 3.1008 | 2.6496 | Astoria GT 3 4 | 47.2 | 47.2 | 47.2 | 47.2 | 47.2 | 47.2 | 47.2
Astoria GT 3 C1 | 102.5064 | 153.1677 | 84.401 | 208.5635 | 415.825 | 375.2913 | 335.6447 | Astoria GT 3 C1 | 8.9865 | 13.0572 | 7.3178 | 18.1749 | 35.8085 | 32.5777 | 29.0131 | Astoria GT 3 C1 | 2.0194 | 2.8697 | 1.5737 | 3.8263 | 7.368 | 6.5417 | 5.6777 | Astoria GT 3 C1 | 141.6 | 141.6 | 141.6 | 141.6 | 141.6 | 141.6 | 141.6
Astoria GT 4 C1 | 124.0866 | 232.8276 | 112.5347 | 295.504 | 505.8758 | 465.308 | 416.078 | Astoria GT 4 C1 | 10.8783 | 19.8276 | 9.757 | 25.7477 | 43.5567 | 40.4148 | 35.9686 | Astoria GT 4 C1 | 2.4446 | 4.3577 | 2.0983 | 5.4206 | 8.9623 | 8.1154 | 7.0389 | Astoria GT 4 C1 | 193.6 | 193.6 | 193.6 | 193.6 | 193.6 | 193.6 | 193.6
Astoria GT C10 | 120.6253 | 180.0606 | 78.909 | 258.2312 | 466.819 | 351.4408 | 321.8778 | Astoria GT C10 | 8.1666 | 12.227 | 5.4073 | 18.0571 | 32.8403 | 24.3118 | 22.5155 | Astoria GT C10 | 1.8352 | 2.6873 | 1.1629 | 3.8015 | 6.7573 | 4.8819 | 4.4062 | Astoria GT C10 | 113.6 | 113.6 | 113.6 | 113.6 | 113.6 | 113.6 | 113.6
Astoria GT C5 | 93.3658 | 140.3673 | 58.0579 | 204.5911 | 369.2097 | 280.8868 | 248.3402 | Astoria GT C5 | 6.5112 | 9.7486 | 4.0682 | 14.3968 | 26.1835 | 19.8874 | 17.6932 | Astoria GT C5 | 1.4632 | 2.1425 | 0.8749 | 3.0309 | 5.3875 | 3.9935 | 3.4625 | Astoria GT C5 | 67.6 | 67.6 | 67.6 | 67.6 | 67.6 | 67.6 | 67.6
Atikokan 1 | 21567.752 | 22122.1152 | 21010.582 | 21952.7031 | 22628.2617 | 22519.2227 | 23723.3008 | Atikokan 1 | 2356.3679 | 2418.1711 | 2284.1619 | 2394.8496 | 2472.1616 | 2457.7546 | 2598.498 | Atikokan 1 | 1373.2513 | 1377.5848 | 1273.8546 | 1307.4731 | 1321.2747 | 1285.9272 | 1330.9506 | Atikokan 1 | 215 | 215 | 215 | 215 | 215 | 215 | 215
Atlantic Packa 1 | 18703.582 | 19000.8418 | 19322.6836 | 19623.8379 | 19979.0527 | 20380.5039 | 20825.1738 | Atlantic Packa 1 | 486.5276 | 498.8146 | 509.8887 | 520.5567 | 532.0623 | 543.1813 | 554.8597 | Atlantic Packa 1 | 433.8163 | 434.7723 | 435.0706 | 434.8246 | 435.081 | 434.8246 | 434.8246 | Atlantic Packa 1 | 55 | 55 | 55 | 55 | 55 | 55 | 55
B HYQB HYQB | 3470.2603 | 3562.4402 | 3643.8672 | 3725.2942 | 3806.7214 | 3888.1487 | 4010.2898 | B HYQB HYQB | 0 | 0 | 0 | 0 | 0 | 0 | 0 | B HYQB HYQB | 202.9391 | 203.5679 | 203.5679 | 203.5679 | 203.5679 | 203.5679 | 203.5679 | B HYQB HYQB | 26.2 | 26.2 | 26.2 | 26.2 | 26.2 | 26.2 | 26.2
B L England 1 | 11397.5859 | 11525.3877 | 11582.8623 | 11432.3545 | 12027.7266 | 12540.7305 | 12822.708 | B L England 1 | 2032.1993 | 2024.7473 | 2113.8589 | 2107.8406 | 2211.2031 | 2310.6643 | 2360.2639 | B L England 1 | 928.6639 | 904.4559 | 924.3877 | 902.3553 | 926.6806 | 947.9816 | 947.9496 | B L England 1 | 129 | 129 | 129 | 129 | 129 | 129 | 129
B L England 2 | 13478.4697 | 14024.9043 | 13443.3076 | 14095.2363 | 14688.5947 | 14976.126 | 15273.1895 | B L England 2 | 2400.0496 | 2461.4771 | 2451.4453 | 2596.2827 | 2700.0925 | 2760.2397 | 2812.3079 | B L England 2 | 1096.7622 | 1099.5435 | 1072.0137 | 1111.4548 | 1131.5664 | 1132.4259 | 1129.5034 | B L England 2 | 155 | 155 | 155 | 155 | 155 | 155 | 155
B L England 3 | 9820.8877 | 9745.209 | 10507.8545 | 10713.8301 | 14121.7412 | 17014.9395 | 16632.1426 | B L England 3 | 843.2863 | 822.5608 | 887.1741 | 912.7269 | 1220.9805 | 1479.0485 | 1455.969 | B L England 3 | 385.3605 | 367.4384 | 387.96 | 390.7334 | 511.6937 | 606.7999 | 584.7588 | B L England 3 | 160 | 160 | 160 | 160 | 160 | 160 | 160
B L England IC 1 | 37.5355 | 59.5786 | 58.2048 | 49.4679 | 135.5945 | 251.445 | 266.0441 | B L England IC 1 | 1.9905 | 3.0768 | 3.024 | 2.5976 | 7.0191 | 12.9985 | 13.75 | B L England IC 1 | 0.9096 | 1.3744 | 1.3224 | 1.112 | 2.9416 | 5.3328 | 5.5224 | B L England IC 1 | 8 | 8 | 8 | 8 | 8 | 8 | 8
B NB-NS NBPC | 7404.5181 | 7598.6401 | 7750.6143 | 7924.2954 | 8119.6895 | 8315.083 | 8532.1865 | B NB-NS NBPC | 0 | 0 | 0 | 0 | 0 | 0 | 0 | B NB-NS NBPC | 216.5061 | 217.1037 | 217.1037 | 217.1037 | 217.1037 | 217.1037 | 217.1037 | B NB-NS NBPC | 24.9 | 24.9 | 24.9 | 24.9 | 24.9 | 24.9 | 24.9
B NB-NS NSPI | 161568.1719 | 165563.0156 | 169202.6563 | 172842.1406 | 176926.0938 | 181364.3906 | 186069.8125 | B NB-NS NSPI | 0 | 0 | 0 | 0 | 0 | 0 | 0 | B NB-NS NSPI | 885.3054 | 887.7366 | 887.7366 | 887.7366 | 887.7366 | 887.7366 | 887.7366 | B NB-NS NSPI | 101.3 | 101.3 | 101.3 | 101.3 | 101.3 | 101.3 | 101.3
B NEPOOL BECO | 0 | 0 | 0 | 0 | 0 | 0 | 0 | B NEPOOL BECO | 0 | 0 | 0 | 0 | 0 | 0 | 0 | B NEPOOL BECO | 4.8144 | 4.8288 | 4.8288 | 4.8288 | 4.8288 | 4.8288 | 4.8288 | B NEPOOL BECO | 0.6 | 0.6 | 0.6 | 0.6 | 0.6 | 0.6 | 0.6
B NEPOOL BHE | 0 | 0 | 0 | 0 | 0 | 0 | 0 | B NEPOOL BHE | 0 | 0 | 0 | 0 | 0 | 0 | 0 | B NEPOOL BHE | 152.9111 | 153.3527 | 153.3527 | 153.3527 | 153.3527 | 153.3527 | 153.3527 | B NEPOOL BHE | 18.4 | 18.4 | 18.4 | 18.4 | 18.4 | 18.4 | 18.4
B NEPOOL CES | 0 | 0 | 0 | 0 | 0 | 0 | 0 | B NEPOOL CES | 0 | 0 | 0 | 0 | 0 | 0 | 0 | B NEPOOL CES | 124.7376 | 125.0975 | 125.0975 | 125.0975 | 125.0975 | 125.0975 | 125.0975 | B NEPOOL CES | 15 | 15 | 15 | 15 | 15 | 15 | 15
B NEPOOL CMEEC | 0 | 0 | 0 | 0 | 0 | 0 | 0 | B NEPOOL CMEEC | 0 | 0 | 0 | 0 | 0 | 0 | 0 | B NEPOOL CMEEC | 25.5432 | 25.6176 | 25.6176 | 25.6176 | 25.6176 | 25.6176 | 25.6176 | B NEPOOL CMEEC | 3.1 | 3.1 | 3.1 | 3.1 | 3.1 | 3.1 | 3.1
B NEPOOL EUA | 0 | 0 | 0 | 0 | 0 | 0 | 0 | B NEPOOL EUA | 0 | 0 | 0 | 0 | 0 | 0 | 0 | B NEPOOL EUA | 4.9608 | 4.9752 | 4.9752 | 4.9752 | 4.9752 | 4.9752 | 4.9752 | B NEPOOL EUA | 0.6 | 0.6 | 0.6 | 0.6 | 0.6 | 0.6 | 0.6
B NEPOOL FGE | 0 | 0 | 0 | 0 | 0 | 0 | 0 | B NEPOOL FGE | 0 | 0 | 0 | 0 | 0 | 0 | 0 | B NEPOOL FGE | 35.9832 | 36.0864 | 36.0864 | 36.0864 | 36.0864 | 36.0864 | 36.0864 | B NEPOOL FGE | 4.3 | 4.3 | 4.3 | 4.3 | 4.3 | 4.3 | 4.3
B NEPOOL HGE | 0 | 0 | 0 | 0 | 0 | 0 | 0 | B NEPOOL HGE | 0 | 0 | 0 | 0 | 0 | 0 | 0 | B NEPOOL HGE | 4.1592 | 4.1712 | 4.1712 | 4.1712 | 4.1712 | 4.1712 | 4.1712 | B NEPOOL HGE | 0.5 | 0.5 | 0.5 | 0.5 | 0.5 | 0.5 | 0.5
B NEPOOL MMWEC | 0 | 0 | 0 | 0 | 0 | 0 | 0 | B NEPOOL MMWEC | 0 | 0 | 0 | 0 | 0 | 0 | 0 | B NEPOOL MMWEC | 109.848 | 110.1648 | 110.1648 | 110.1648 | 110.1648 | 110.1648 | 110.1648 | B NEPOOL MMWEC | 13.2 | 13.2 | 13.2 | 13.2 | 13.2 | 13.2 | 13.2
B NEPOOL NEP | 0 | 0 | 0 | 0 | 0 | 0 | 0 | B NEPOOL NEP | 0 | 0 | 0 | 0 | 0 | 0 | 0 | B NEPOOL NEP | 494.2102 | 495.6358 | 495.6358 | 495.6358 | 495.6358 | 495.6358 | 495.6358 | B NEPOOL NEP | 59.4 | 59.4 | 59.4 | 59.4 | 59.4 | 59.4 | 59.4
B NEPOOL NU | 0 | 0 | 0 | 0 | 0 | 0 | 0 | B NEPOOL NU | 0 | 0 | 0 | 0 | 0 | 0 | 0 | B NEPOOL NU | 670.7735 | 672.7078 | 672.7078 | 672.7078 | 672.7078 | 672.7078 | 672.7078 | B NEPOOL NU | 80.6 | 80.6 | 80.6 | 80.6 | 80.6 | 80.6 | 80.6
B NYPP-E CEHG | 0 | 0 | 0 | 0 | 0 | 0 | 0 | B NYPP-E CEHG | 0 | 0 | 0 | 0 | 0 | 0 | 0 | B NYPP-E CEHG | 175.6872 | 176.1936 | 176.1936 | 176.1936 | 176.1936 | 176.1936 | 176.1936 | B NYPP-E CEHG | 21.1 | 21.1 | 21.1 | 21.1 | 21.1 | 21.1 | 21.1
B NYPP-E ORRU | 0 | 0 | 0 | 0 | 0 | 0 | 0 | B NYPP-E ORRU | 0 | 0 | 0 | 0 | 0 | 0 | 0 | B NYPP-E ORRU | 156.1224 | 156.5736 | 156.5736 | 156.5736 | 156.5736 | 156.5736 | 156.5736 | B NYPP-E ORRU | 18.8 | 18.8 | 18.8 | 18.8 | 18.8 | 18.8 | 18.8
B NYPP-W NEYE | 0 | 0 | 0 | 0 | 0 | 0 | 0 | B NYPP-W NEYE | 0 | 0 | 0 | 0 | 0 | 0 | 0 | B NYPP-W NEYE | 80.0711 | 80.3015 | 80.3015 | 80.3015 | 80.3015 | 80.3015 | 80.3015 | B NYPP-W NEYE | 9.6 | 9.6 | 9.6 | 9.6 | 9.6 | 9.6 | 9.6
B NYPP-W NIMP | 0 | 0 | 0 | 0 | 0 | 0 | 0 | B NYPP-W NIMP | 0 | 0 | 0 | 0 | 0 | 0 | 0 | B NYPP-W NIMP | 311.4481 | 312.3456 | 312.3456 | 312.3456 | 312.3456 | 312.3456 | 312.3456 | B NYPP-W NIMP | 37.4 | 37.4 | 37.4 | 37.4 | 37.4 | 37.4 | 37.4
B NYPP-W POAS | 0 | 0 | 0 | 0 | 0 | 0 | 0 | B NYPP-W POAS | 0 | 0 | 0 | 0 | 0 | 0 | 0 | B NYPP-W POAS | 152.5488 | 152.988 | 152.988 | 152.988 | 152.988 | 152.988 | 152.988 | B NYPP-W POAS | 18.3 | 18.3 | 18.3 | 18.3 | 18.3 | 18.3 | 18.3
B NYPP-W ROGE | 0 | 0 | 0 | 0 | 0 | 0 | 0 | B NYPP-W ROGE | 0 | 0 | 0 | 0 | 0 | 0 | 0 | B NYPP-W ROGE | 46.86 | 46.9944 | 46.9944 | 46.9944 | 46.9944 | 46.9944 | 46.9944 | B NYPP-W ROGE | 5.6 | 5.6 | 5.6 | 5.6 | 5.6 | 5.6 | 5.6
B PJM-Ce METED | 0 | 0 | 0 | 0 | 0 | 0 | 0 | B PJM-Ce METED | 0 | 0 | 0 | 0 | 0 | 0 | 0 | B PJM-Ce METED | 152.556 | 153.06 | 153.06 | 153.06 | 153.06 | 153.06 | 153.06 | B PJM-Ce METED | 21 | 21 | 21 | 21 | 21 | 21 | 21
B PJM-Ea PSE&G | 0 | 0 | 0 | 0 | 0 | 0 | 0 | B PJM-Ea PSE&G | 0 | 0 | 0 | 0 | 0 | 0 | 0 | B PJM-Ea PSE&G | 72.9984 | 73.2384 | 73.2384 | 73.2384 | 73.2384 | 73.2384 | 73.2384 | B PJM-Ea PSE&G | 10 | 10 | 10 | 10 | 10 | 10 | 10
B PJM-We PENLEC | 0 | 0 | 0 | 0 | 0 | 0 | 0 | B PJM-We PENLEC | 0 | 0 | 0 | 0 | 0 | 0 | 0 | B PJM-We PENLEC | 105.8159 | 106.1639 | 106.1639 | 106.1639 | 106.1639 | 106.1639 | 106.1639 | B PJM-We PENLEC | 14.5 | 14.5 | 14.5 | 14.5 | 14.5 | 14.5 | 14.5
B Raystown 1 | 0 | 0 | 0 | 0 | 0 | 0 | 0 | B Raystown 1 | 0 | 0 | 0 | 0 | 0 | 0 | 0 | B Raystown 1 | 66.4368 | 66.6552 | 66.6552 | 66.6552 | 66.6552 | 66.6552 | 66.6552 | B Raystown 1 | 9.1 | 9.1 | 9.1 | 9.1 | 9.1 | 9.1 | 9.1
Babylon NUG 1 | 38.1439 | 50.4113 | 42.8765 | 99.5642 | 81.9114 | 110.4133 | 89.209 | Babylon NUG 1 | 0.6748 | 1.0299 | 1.3696 | 2.6053 | 2.3478 | 3.3641 | 3.0257 | Babylon NUG 1 | 0.3933 | 0.5867 | 0.7638 | 1.4224 | 1.2548 | 1.7601 | 1.5498 | Babylon NUG 1 | 14.4 | 14.4 | 14.4 | 14.4 | 14.4 | 14.4 | 14.4
BANGOR DIESELS 1 | 11.1526 | 1.6567 | 0.1994 | 3.1978 | 0.2313 | 2.3284 | 0.229 | BANGOR DIESELS 1 | 0.7998 | 0.1115 | 0.0136 | 0.2193 | 0.0152 | 0.1519 | 0.0153 | BANGOR DIESELS 1 | 0.2547 | 0.0347 | 0.0041 | 0.0654 | 0.0044 | 0.0434 | 0.0043 | BANGOR DIESELS 1 | 17.2 | 17.2 | 17.2 | 17.2 | 17.2 | 17.2 | 17.2
Barrett 1 | 6290.8281 | 7965.3823 | 8383.9541 | 12428.0859 | 11860.7764 | 13210.3066 | 11040.1553 | Barrett 1 | 271.0074 | 323.9097 | 357.4238 | 517.8345 | 505.67 | 553.5368 | 479.1185 | Barrett 1 | 241.646 | 282.3233 | 304.9775 | 432.5507 | 413.4993 | 443.1142 | 375.4688 | Barrett 1 | 177 | 177 | 177 | 177 | 177 | 177 | 177
Barrett 2 | 5023.5313 | 5722.8389 | 7774.7485 | 11287.3936 | 11645.9941 | 11215.7637 | 10521.1387 | Barrett 2 | 207.842 | 232.9271 | 317.8679 | 459.9002 | 483.454 | 469.2694 | 449.1003 | Barrett 2 | 185.324 | 203.0219 | 271.2259 | 384.1578 | 395.3328 | 375.657 | 351.9446 | Barrett 2 | 194 | 194 | 194 | 194 | 194 | 194 | 194
BARRETT GT B C10 | 349.7525 | 617.5004 | 405.0237 | 951.2195 | 994.2632 | 992.3812 | 746.3187 | BARRETT GT B C10 | 34.0874 | 61.6991 | 42.2322 | 96.9641 | 105.2876 | 104.9131 | 79.652 | BARRETT GT B C10 | 7.6601 | 13.5602 | 9.0822 | 20.4135 | 21.6641 | 21.0669 | 15.5875 | BARRETT GT B C10 | 202 | 202 | 202 | 202 | 202 | 202 | 202
BARRETT GT C1 | 176.3318 | 283.132 | 109.6675 | 364.973 | 640.3173 | 496.4226 | 412.9039 | BARRETT GT C1 | 15.1193 | 24.845 | 10.0108 | 34.0063 | 60.7989 | 46.7835 | 39.0139 | BARRETT GT C1 | 3.3976 | 5.4604 | 2.1529 | 7.1592 | 12.5101 | 9.3943 | 7.6348 | BARRETT GT C1 | 154.4 | 154.4 | 154.4 | 154.4 | 154.4 | 154.4 | 154.4
Barton Dsl 1-4 1 | 6.4318 | 0.8389 | 0.206 | 3.0702 | 0.2388 | 2.4046 | 0.2365 | Barton Dsl 1-4 1 | 0.6505 | 0.0795 | 0.0196 | 0.2957 | 0.0219 | 0.2192 | 0.0221 | Barton Dsl 1-4 1 | 0.1436 | 0.0171 | 0.0041 | 0.0611 | 0.0044 | 0.0434 | 0.0043 | Barton Dsl 1-4 1 | 1.5 | 1.5 | 1.5 | 1.5 | 1.5 | 1.5 | 1.5
Bayonne C1 | 313.8266 | 504.5604 | 480.4197 | 459.1169 | 1343.1796 | 2203.3772 | 2175.3372 | Bayonne C1 | 22.2998 | 35.1733 | 33.4465 | 32.3988 | 92.8921 | 152.8422 | 151.5953 | Bayonne C1 | 5.0112 | 7.7304 | 7.1928 | 6.8208 | 19.1136 | 30.6912 | 29.6664 | Bayonne C1 | 48 | 48 | 48 | 48 | 48 | 48 | 48
Bayview 1-6 1 | 55.7565 | 85.304 | 86.6029 | 73.3121 | 187.7553 | 381.4701 | 384.1814 | Bayview 1-6 1 | 5.9714 | 8.908 | 9.083 | 7.7983 | 19.6142 | 39.867 | 40.1266 | Bayview 1-6 1 | 1.3644 | 1.9896 | 1.986 | 1.6692 | 4.11 | 8.178 | 8.058 | Bayview 1-6 1 | 12 | 12 | 12 | 12 | 12 | 12 | 12
BE_CC 1 | 0 | 88123.3594 | 92933.7109 | 94742.2188 | 95129.5234 | 95855.0547 | 98607.7109 | BE_CC 1 | 0 | 9446.0254 | 10064.4482 | 10343.248 | 10460.7471 | 10575.5234 | 10847.3467 | BE_CC 1 | 0 | 3836.1392 | 4001.2612 | 4025.553 | 3985.5928 | 3944.5146 | 3960.7454 | BE_CC 1 | 0 | 520 | 520 | 520 | 520 | 520 | 520
Bear Swamp | 0 | 0 | 0 | 0 | 0 | 0 | 0 | Bear Swamp | 0 | 0 | 0 | 0 | 0 | 0 | 0 | Bear Swamp | 592.7994 | 565.2274 | 543.5707 | 526.8764 | 527.0864 | 574.5671 | 599.6354 | Bear Swamp | 573 | 573 | 573 | 573 | 573 | 573 | 573
Beare Road 1 | 1045.0432 | 1071.4585 | 1095.1322 | 1118.0229 | 1142.6913 | 1166.6155 | 1191.6973 | Beare Road 1 | 45.0509 | 46.1895 | 47.2102 | 48.197 | 49.2603 | 50.2918 | 51.373 | Beare Road 1 | 40.17 | 40.2593 | 40.2829 | 40.2593 | 40.2814 | 40.2593 | 40.2593 | Beare Road 1 | 5 | 5 | 5 | 5 | 5 | 5 | 5
Becancour GT C1 | 0 | 0 | 38.5816 | 0 | 0 | 0 | 0 | Becancour GT C1 | 0 | 0 | 3.3814 | 0 | 0 | 0 | 0 | Becancour GT C1 | 0 | 0 | 0.7241 | 0 | 0 | 0 | 0 | Becancour GT C1 | 431.2 | 431.2 | 431.2 | 431.2 | 431.2 | 431.2 | 431.2
BEEBEE 12 | 9214.0547 | 9398.6309 | 9184.7441 | 9485.2002 | 9753.9365 | 9875.3496 | 10107.0742 | BEEBEE 12 | 1002.6514 | 1021.3683 | 1045.5748 | 1086.9624 | 1110.3488 | 1124.9255 | 1150.3721 | BEEBEE 12 | 584.3282 | 581.8535 | 583.1067 | 593.4294 | 593.4384 | 588.5747 | 589.2203 | BEEBEE 12 | 80 | 80 | 80 | 80 | 80 | 80 | 80
BEEBEE GT 1 | 10.6608 | 0 | 16.9923 | 48.2967 | 55.0947 | 12.5613 | 87.1997 | BEEBEE GT 1 | 0.9286 | 0 | 1.5695 | 3.9736 | 4.7282 | 1.1153 | 7.5154 | BEEBEE GT 1 | 0.207 | 0 | 0.3348 | 0.8298 | 0.9666 | 0.2232 | 1.4724 | BEEBEE GT 1 | 18 | 18 | 18 | 18 | 18 | 18 | 18
Belledune 2 | 49905.332 | 51168.8945 | 52183.9375 | 53306.8047 | 54379.8516 | 55483.8008 | 56626.4414 | Belledune 2 | 5600.4834 | 5747.7832 | 5867.3955 | 5999.3833 | 6126.0391 | 6256.5054 | 6391.6553 | Belledune 2 | 3263.8672 | 3274.3999 | 3272.1885 | 3275.3765 | 3274.1306 | 3273.4795 | 3273.8049 | Belledune 2 | 453.2 | 453.2 | 453.2 | 453.2 | 453.2 | 453.2 | 453.2
Benning C15 | 29891.9922 | 32362.6738 | 35448.6719 | 42613.6406 | 52054.043 | 54222.7461 | 50691.1914 | Benning C15 | 2249.8835 | 2397.3848 | 2642.9819 | 3219.5378 | 4016.9524 | 4230.7998 | 4026.248 | Benning C15 | 1008.9164 | 1056.1167 | 1139.2162 | 1358.455 | 1653.0668 | 1699.1162 | 1572.7531 | Benning C15 | 550 | 550 | 550 | 550 | 550 | 550 | 550
Bergen 3 | 57.5918 | 111.2596 | 114.0879 | 84.3357 | 329.1144 | 520.0267 | 545.7958 | Bergen 3 | 4.7886 | 11.7682 | 11.5782 | 8.2231 | 35.8955 | 59.9968 | 63.677 | Bergen 3 | 1.0941 | 2.6284 | 2.5316 | 1.7601 | 7.5216 | 12.3072 | 12.7873 | Bergen 3 | 24 | 24 | 24 | 24 | 24 | 24 | 24
Bergen CC 1 | 49039.4648 | 66056.4375 | 73680.5703 | 67404.2266 | 79395.5234 | 89854.8516 | 93989.875 | Bergen CC 1 | 1245.2576 | 1741.4841 | 1964.2966 | 1832.9598 | 2189.1028 | 2471.5693 | 2595.376 | Bergen CC 1 | 1698.6603 | 2322.1553 | 2564.1321 | 2342.3291 | 2738.5632 | 3026.8508 | 3111.5735 | Bergen CC 1 | 639 | 639 | 639 | 639 | 639 | 639 | 639
Berlin JT 1 | 77.0115 | 9.6897 | 1.653 | 19.2239 | 3.3962 | 28.7044 | 7.2789 | Berlin JT 1 | 0.819 | 0.2097 | 0.0548 | 0.3227 | 0.1051 | 0.3807 | 0.1245 | Berlin JT 1 | 0.2609 | 0.0653 | 0.0167 | 0.0963 | 0.0307 | 0.1089 | 0.0349 | Berlin JT 1 | 57.1 | 57.1 | 57.1 | 57.1 | 57.1 | 57.1 | 57.1
Bethlehem Proj 1 | 3134.9697 | 3214.2075 | 3286.7981 | 3355.7451 | 3427.8887 | 3503.4585 | 3574.9121 | Bethlehem Proj 1 | 206.7726 | 211.9986 | 216.7871 | 221.3342 | 226.0928 | 231.0767 | 235.7896 | Bethlehem Proj 1 | 120.5036 | 120.7714 | 120.9 | 120.8379 | 120.8379 | 120.9021 | 120.7714 | Bethlehem Proj 1 | 15 | 15 | 15 | 15 | 15 | 15 | 15
Bethlehem St IPP | 57274.2578 | 57199.1953 | 57354.9023 | 57975.0625 | 58831.1484 | 59954.875 | 61377.8867 | Bethlehem St IPP | 2165.6047 | 2220.6372 | 2268.9639 | 2318.4854 | 2368.3328 | 2418.4812 | 2471.2659 | Bethlehem St IPP | 1302.1405 | 1305.2107 | 1305.5461 | 1305.9623 | 1305.9623 | 1305.5461 | 1305.9623 | Bethlehem St IPP | 170 | 170 | 170 | 170 | 170 | 170 | 170
BETHLEHEM STEE 1 | 1981.0616 | 2156.0288 | 2146.2449 | 2319.8171 | 2456.0862 | 2399.0903 | 2509.6675 | BETHLEHEM STEE 1 | 474.6832 | 516.607 | 514.2632 | 555.8528 | 588.5041 | 574.847 | 601.3424 | BETHLEHEM STEE 1 | 105.2873 | 112.01 | 109.155 | 115.4994 | 119.7101 | 114.471 | 117.2267 | BETHLEHEM STEE 1 | 15.8 | 15.8 | 15.8 | 15.8 | 15.8 | 15.8 | 15.8
Bio-Energy Cor 1 | 1880.9806 | 1928.5188 | 1972.0804 | 2013.4419 | 2056.7366 | 2102.0691 | 2144.9419 | Bio-Energy Cor 1 | 124.0636 | 127.1991 | 130.0722 | 132.8005 | 135.6557 | 138.646 | 141.4738 | Bio-Energy Cor 1 | 72.3021 | 72.4629 | 72.54 | 72.5027 | 72.5027 | 72.5413 | 72.4629 | Bio-Energy Cor 1 | 9 | 9 | 9 | 9 | 9 | 9 | 9
BLACKSTONE 1 | 75.0866 | 32.343 | 37.0752 | 48.6927 | 34.8147 | 44.7862 | 34.0136 | BLACKSTONE 1 | 3.9351 | 1.5004 | 1.7656 | 2.2708 | 1.6193 | 2.0108 | 1.56 | BLACKSTONE 1 | 1.2534 | 0.4671 | 0.5381 | 0.6776 | 0.473 | 0.575 | 0.4367 | BLACKSTONE 1 | 16 | 16 | 16 | 16 | 16 | 16 | 16
BLACKSTONE 3 | 120.9039 | 95.9725 | 93.3091 | 106.8917 | 86.357 | 67.7951 | 44.1 | BLACKSTONE 3 | 15.741 | 11.8782 | 11.3211 | 12.7523 | 10.0656 | 7.8778 | 5.1365 | BLACKSTONE 3 | 5.0137 | 3.6983 | 3.4507 | 3.8051 | 2.9402 | 2.2527 | 1.4379 | BLACKSTONE 3 | 1.8 | 1.8 | 1.8 | 1.8 | 1.8 | 1.8 | 1.8
Blenheim | 0 | 0 | 0 | 0 | 0 | 0 | 0 | Blenheim | 0 | 0 | 0 | 0 | 0 | 0 | 0 | Blenheim | 921.1892 | 811.2189 | 809.3978 | 754.666 | 775.5163 | 844.0071 | 891.8555 | Blenheim | 1040.1001 | 1040.1001 | 1040.1001 | 1040.1001 | 1040.1001 | 1040.1001 | 1040.1001
Blossburg 1 | 0 | 0 | 0 | 0 | 41.0791 | 79.8465 | 138.7822 | Blossburg 1 | 0 | 0 | 0 | 0 | 3.8217 | 7.3894 | 12.779 | Blossburg 1 | 0 | 0 | 0 | 0 | 0.8008 | 1.5158 | 2.5662 | Blossburg 1 | 26 | 26 | 26 | 26 | 26 | 26 | 26
Boise Cascade 1 | 11141.9346 | 11423.1709 | 11677.2227 | 11922.668 | 12178.9824 | 12447.7178 | 12701.0518 | Boise Cascade 1 | 714.3089 | 732.3389 | 748.6265 | 764.3608 | 780.7946 | 798.0232 | 814.2636 | Boise Cascade 1 | 416.2872 | 417.1991 | 417.5016 | 417.3044 | 417.3044 | 417.5354 | 417.0657 | Boise Cascade 1 | 53.9 | 53.9 | 53.9 | 53.9 | 53.9 | 53.9 | 53.9
Borden 1 | 2.7859 | 16.256 | 3.6349 | 7.0376 | 15.3318 | 12.1697 | 32.9002 | Borden 1 | 0.1894 | 1.0585 | 0.2191 | 0.4404 | 0.8996 | 0.7005 | 1.8775 | Borden 1 | 0.042 | 0.2295 | 0.0465 | 0.0915 | 0.183 | 0.1395 | 0.366 | Borden 1 | 14.9 | 14.9 | 14.9 | 14.9 | 14.9 | 14.9 | 14.9
Borden 2 | 9.9842 | 34.7149 | 0 | 38.2398 | 21.4747 | 13.6776 | 88.1498 | Borden 2 | 0.6817 | 2.2664 | 0 | 2.3649 | 1.2344 | 0.8135 | 5.0415 | Borden 2 | 0.1512 | 0.4914 | 0 | 0.4914 | 0.2511 | 0.162 | 0.9828 | Borden 2 | 26.9 | 26.9 | 26.9 | 26.9 | 26.9 | 26.9 | 26.9
BOWLINE Join C1 | 60505.332 | 93361.9219 | 96130.1094 | 102685.5547 | 108313.9922 | 124979.7344 | 123867.8047 | BOWLINE Join C1 | 3927.6667 | 5830.2549 | 6039.0146 | 6554.0596 | 6931.8433 | 7986.2422 | 7987.3076 | BOWLINE Join C1 | 2257.2793 | 3293.9292 | 3336.4722 | 3542.7346 | 3648.3389 | 4116.6201 | 4013.7222 | BOWLINE Join C1 | 1202.4 | 1202.4 | 1202.4 | 1202.4 | 1202.4 | 1202.4 | 1202.4
Brandon Shor C1 | 136432.2344 | 145181.0313 | 146837.8438 | 151296.6406 | 162174.4531 | 171171.5469 | 178294.4531 | Brandon Shor C1 | 6222.1294 | 6399.875 | 6534.2241 | 6782.7822 | 7247.0449 | 7616.1221 | 7841.0361 | Brandon Shor C1 | 8763.5635 | 8766.9512 | 8830.0322 | 8924.7148 | 9291.083 | 9520.1523 | 9562.2412 | Brandon Shor C1 | 1340 | 1340 | 1340 | 1340 | 1340 | 1340 | 1340
BRANFORD 10 | 29.8665 | 5.58 | 0.9757 | 6.4234 | 2.1679 | 8.3174 | 3.4476 | BRANFORD 10 | 1.7956 | 0.3221 | 0.0553 | 0.3667 | 0.1193 | 0.4556 | 0.1873 | BRANFORD 10 | 0.5719 | 0.1003 | 0.0169 | 0.1094 | 0.0349 | 0.1303 | 0.0524 | BRANFORD 10 | 18.8 | 18.8 | 18.8 | 18.8 | 18.8 | 18.8 | 18.8
BRAYTON POINT 1 | 24.7948 | 5.1371 | 0.6184 | 9.9156 | 0.7171 | 5.771 | 0.71 | BRAYTON POINT 1 | 1.725 | 0.3345 | 0.0408 | 0.6578 | 0.0455 | 0.3627 | 0.0459 | BRAYTON POINT 1 | 0.5494 | 0.1041 | 0.0124 | 0.1963 | 0.0133 | 0.1037 | 0.0129 | BRAYTON POINT 1 | 11.5 | 11.5 | 11.5 | 11.5 | 11.5 | 11.5 | 11.5
BRAYTON POINT 1 | 31492.084 | 32231.9766 | 32378.5332 | 33205.0742 | 34480.8398 | 34712.0313 | 35443.293 | BRAYTON POINT 1 | 2761.2856 | 2829.1335 | 2844.9309 | 2920.2798 | 3035.3035 | 3058.9749 | 3126.1709 | BRAYTON POINT 1 | 1759.012 | 1761.7136 | 1734.2642 | 1742.7278 | 1773.2456 | 1749.4612 | 1750.2609 | BRAYTON POINT 1 | 255 | 255 | 255 | 255 | 255 | 255 | 255
BRAYTON POINT 2 | 30786.0547 | 31595.9629 | 31500.1133 | 31835.582 | 32487.3984 | 33350.6875 | 33957.2266 | BRAYTON POINT 2 | 2788.3765 | 2864.9441 | 2859.0996 | 2892.0435 | 2954.3105 | 3035.4958 | 3093.8174 | BRAYTON POINT 2 | 1776.2695 | 1784.0127 | 1742.9015 | 1725.8774 | 1725.929 | 1736.0331 | 1732.1467 | BRAYTON POINT 2 | 253 | 253 | 253 | 253 | 253 | 253 | 253
BRAYTON POINT 3 | 59911.5664 | 67054.1797 | 63728.8516 | 64467.3477 | 69982.7578 | 72961.2422 | 75838.6484 | BRAYTON POINT 3 | 5730.1533 | 6417.5376 | 6108.001 | 6183.3398 | 6718.2896 | 7012.8052 | 7296.7476 | BRAYTON POINT 3 | 3650.2593 | 3996.228 | 3723.4243 | 3690.0156 | 3924.8713 | 4010.6992 | 4085.2563 | BRAYTON POINT 3 | 622 | 622 | 622 | 622 | 622 | 622 | 622
BRAYTON POINT 4 | 19242.3652 | 8747.7109 | 5828.9917 | 9021.1006 | 9190.5049 | 13597.793 | 9451.5146 | BRAYTON POINT 4 | 252.4684 | 104.0765 | 65.9742 | 105.9893 | 106.0946 | 158.2319 | 104.514 | BRAYTON POINT 4 | 574.3896 | 231.4603 | 143.6349 | 225.8964 | 221.3615 | 323.1948 | 208.9808 | BRAYTON POINT 4 | 446 | 446 | 446 | 446 | 446 | 446 | 446
Bresco 1 | 528.012 | 447.884 | 519.191 | 412.5865 | 439.3513 | 614.5766 | 917.8126 | Bresco 1 | 24.6947 | 20.9472 | 24.2822 | 19.2963 | 20.5481 | 28.7433 | 42.9254 | Bresco 1 | 14.8485 | 12.312 | 13.9718 | 10.8693 | 11.3308 | 15.5162 | 22.6843 | Bresco 1 | 57 | 57 | 57 | 57 | 57 | 57 | 57
Bridgeport Hrb 2 | 25098.0078 | 20088.082 | 13938.835 | 12721.9531 | 8254.6055 | 9538.0557 | 9708.0342 | Bridgeport Hrb 2 | 422.9872 | 311.6148 | 204.3444 | 181.3946 | 112.046 | 127.9449 | 129.4288 | Bridgeport Hrb 2 | 962.3358 | 693.0138 | 444.8853 | 386.6084 | 233.7788 | 261.3324 | 258.7991 | Bridgeport Hrb 2 | 167.1 | 167.1 | 167.1 | 167.1 | 167.1 | 167.1 | 167.1
Bridgeport Hrb 3 | 48212.793 | 48768.0352 | 50022.2617 | 51185.5977 | 51999.6523 | 53755.8945 | 54883.7266 | Bridgeport Hrb 3 | 4298.4854 | 4352.4092 | 4468.8018 | 4576.9067 | 4653.9434 | 4815.4189 | 4921.5933 | Bridgeport Hrb 3 | 2738.2485 | 2710.2639 | 2724.1721 | 2731.3491 | 2718.8662 | 2753.991 | 2755.4702 | Bridgeport Hrb 3 | 385 | 385 | 385 | 385 | 385 | 385 | 385
Bridgeport Hrb 4 | 18.0869 | 4.5948 | 0.5052 | 5.3726 | 1.7265 | 6.0899 | 2.3979 | Bridgeport Hrb 4 | 1.0428 | 0.2524 | 0.0277 | 0.2935 | 0.0905 | 0.3192 | 0.125 | Bridgeport Hrb 4 | 0.3321 | 0.0786 | 0.0084 | 0.0876 | 0.0264 | 0.0913 | 0.035 | Bridgeport Hrb 4 | 22 | 22 | 22 | 22 | 22 | 22 | 22
Bridgewater St 1 | 3134.9697 | 3214.2075 | 3286.7981 | 3355.7451 | 3427.8887 | 3503.4585 | 3574.9121 | Bridgewater St 1 | 206.7726 | 211.9986 | 216.7871 | 221.3342 | 226.0928 | 231.0767 | 235.7896 | Bridgewater St 1 | 120.5036 | 120.7714 | 120.9 | 120.8379 | 120.8379 | 120.9021 | 120.7714 | Bridgewater St 1 | 15 | 15 | 15 | 15 | 15 | 15 | 15
Bristol Refuse 1 | 2838.2454 | 2909.9758 | 2975.709 | 3038.1172 | 3103.4385 | 3171.8545 | 3236.5432 | Bristol Refuse 1 | 181.9596 | 186.5584 | 190.7723 | 194.7738 | 198.9614 | 203.3472 | 207.4946 | Bristol Refuse 1 | 106.043 | 106.2787 | 106.3918 | 106.3371 | 106.3371 | 106.3937 | 106.2787 | Bristol Refuse 1 | 13.2 | 13.2 | 13.2 | 13.2 | 13.2 | 13.2 | 13.2
Brock Universi 1 | 1120.0752 | 1137.8728 | 1157.1567 | 1175.192 | 1196.4675 | 1220.5009 | 1247.1267 | Brock Universi 1 | 29.1314 | 29.8671 | 30.5305 | 31.1693 | 31.8584 | 32.524 | 33.2233 | Brock Universi 1 | 25.9753 | 26.0325 | 26.0506 | 26.0359 | 26.0514 | 26.0359 | 26.0359 | Brock Universi 1 | 3.3 | 3.3 | 3.3 | 3.3 | 3.3 | 3.3 | 3.3
Brock West/Eas 1 | 4389.1836 | 4500.1123 | 4599.5693 | 4695.7114 | 4799.2983 | 4899.7959 | 5005.1411 | Brock West/Eas 1 | 189.2138 | 193.9959 | 198.2829 | 202.4274 | 206.8934 | 211.2254 | 215.7667 | Brock West/Eas 1 | 168.714 | 169.089 | 169.188 | 169.089 | 169.182 | 169.089 | 169.089 | Brock West/Eas 1 | 21 | 21 | 21 | 21 | 21 | 21 | 21
Bronx Zoo 1 | 2.6023 | 2.2435 | 1.2945 | 3.4412 | 5.687 | 4.2295 | 5.2356 | Bronx Zoo 1 | 0.352 | 0.3366 | 0.1967 | 0.5284 | 0.9225 | 0.6967 | 0.8402 | Bronx Zoo 1 | 0.0777 | 0.0726 | 0.0415 | 0.1093 | 0.1867 | 0.1381 | 0.163 | Bronx Zoo 1 | 2 | 2 | 2 | 2 | 2 | 2 | 2
Brooklyn 1 | 4446.1885 | 4561.4092 | 4662.0483 | 4762.2817 | 4864.6626 | 4971.9097 | 5078.8037 | Brooklyn 1 | 191.6714 | 196.6384 | 200.9767 | 205.2977 | 209.7116 | 214.3344 | 218.9426 | Brooklyn 1 | 170.9054 | 171.3922 | 171.4866 | 171.4866 | 171.4866 | 171.5778 | 171.5778 | Brooklyn 1 | 21.3 | 21.3 | 21.3 | 21.3 | 21.3 | 21.3 | 21.3
Bruce 1 | 0 | 0 | 0 | 0 | 5502.4702 | 21848.5313 | 21967.2031 | Bruce 1 | 0 | 0 | 0 | 0 | 2230.7476 | 8992.457 | 9178.9883 | Bruce 1 | 0 | 0 | 0 | 0 | 991.3801 | 3912.2786 | 3909.3794 | Bruce 1 | 0 | 0 | 0 | 0 | 0 | 615 | 615
Bruce 3 | 17326.7148 | 17460.4375 | 17603.9805 | 17643.7266 | 19293.3789 | 23857.4375 | 23985.9395 | Bruce 3 | 6612.3125 | 6764.8242 | 6924.3062 | 7045.6206 | 7821.6924 | 9819.2842 | 10022.5186 | Bruce 3 | 3204.3052 | 3204.5081 | 3211.0181 | 3198.5073 | 3476.0857 | 4272 | 4268.6436 | Bruce 3 | 712 | 712 | 712 | 712 | 712 | 712 | 712
Bruce 4 | 17472.7227 | 17607.5977 | 17752.3418 | 17792.4199 | 19455.9453 | 24058.4863 | 24188.0977 | Bruce 4 | 6668.0337 | 6821.832 | 6982.6572 | 7104.9932 | 7887.6055 | 9902.0313 | 10106.9775 | Bruce 4 | 3231.3079 | 3231.5129 | 3238.0774 | 3225.4612 | 3505.3787 | 4308 | 4304.6152 | Bruce 4 | 718 | 718 | 718 | 718 | 718 | 718 | 718
Bruce C5 | 102628.8672 | 103642.0703 | 104373.0313 | 104931.7031 | 105678.3281 | 106312.1641 | 106883.0781 | Bruce C5 | 38908.2031 | 39754.7109 | 40741.2109 | 41468.6484 | 42649.7383 | 43593.9336 | 44700.2656 | Bruce C5 | 18979.6113 | 19021.3926 | 19037.9492 | 19022.3145 | 19040.0625 | 19036.6504 | 19021.3926 | Bruce C5 | 3184 | 3184 | 3184 | 3184 | 3184 | 3184 | 3184
Bruce Complex 1 | 961.7247 | 741.2716 | 68.3319 | 389.3406 | 147.3486 | 437.3044 | 891.8541 | Bruce Complex 1 | 86.9975 | 65.7442 | 5.8387 | 32.1602 | 12.0257 | 34.3715 | 69.8055 | Bruce Complex 1 | 19.2965 | 14.2546 | 1.2393 | 6.6825 | 2.4462 | 6.8445 | 13.608 | Bruce Complex 1 | 81 | 81 | 81 | 81 | 81 | 81 | 81
Brunner Island 1 | 27558.7734 | 28765.7852 | 28128.8672 | 28695.2012 | 29598.4922 | 30140.082 | 30837.582 | Brunner Island 1 | 4605.1953 | 4737.1357 | 4810.1069 | 4958.9185 | 5102.5386 | 5209.0522 | 5324.3062 | Brunner Island 1 | 2377.9187 | 2391.0527 | 2376.7839 | 2398.7424 | 2416.2649 | 2414.7859 | 2416.2649 | Brunner Island 1 | 334 | 334 | 334 | 334 | 334 | 334 | 334
Brunner Island 2 | 31346.0996 | 32647.0977 | 32099.3555 | 32616.4922 | 33609.4688 | 34224.5859 | 35016.6133 | Brunner Island 2 | 5403.689 | 5545.5371 | 5665.0356 | 5815.126 | 5975.8765 | 6100.6323 | 6235.6006 | Brunner Island 2 | 2790.2251 | 2799.0903 | 2799.2239 | 2812.9094 | 2829.8271 | 2828.0999 | 2829.8271 | Brunner Island 2 | 390 | 390 | 390 | 390 | 390 | 390 | 390
Brunner Island 3 | 60249.9727 | 62906.2539 | 61808.0742 | 62800.5547 | 64721.1016 | 65906.5156 | 67432.3203 | Brunner Island 3 | 10335.0059 | 10635.4561 | 10853.707 | 11140.4668 | 11451.8535 | 11690.9502 | 11949.5752 | Brunner Island 3 | 5336.5386 | 5368.21 | 5363.0659 | 5388.8989 | 5422.9302 | 5419.6309 | 5422.9302 | Brunner Island 3 | 745 | 745 | 745 | 745 | 745 | 745 | 745
Brunner Isld I 1 | 30.1593 | 48.6522 | 22.791 | 23.4535 | 53.9487 | 56.6395 | 93.3553 | Brunner Isld I 1 | 3.3004 | 5.1878 | 2.4453 | 2.5128 | 5.6972 | 6.1037 | 9.9862 | Brunner Isld I 1 | 0.756 | 1.1616 | 0.536 | 0.5392 | 1.1968 | 1.2552 | 2.0104 | Brunner Isld I 1 | 8 | 8 | 8 | 8 | 8 | 8 | 8
Buchanan GT1 | 46.9095 | 82.9303 | 21.4613 | 83.5526 | 163.758 | 154.3244 | 134.9169 | Buchanan GT1 | 2.8092 | 4.9266 | 1.2581 | 5.1407 | 9.966 | 9.3151 | 8.1308 | Buchanan GT1 | 0.6231 | 1.0682 | 0.267 | 1.0682 | 2.0272 | 1.8549 | 1.585 | Buchanan GT1 | 27.4 | 27.4 | 27.4 | 27.4 | 27.4 | 27.4 | 27.4
Buchanan GT2 | 34.5885 | 61.1519 | 25.4755 | 57.7897 | 115.8502 | 113.7978 | 99.4887 | Buchanan GT2 | 2.0685 | 3.6275 | 1.524 | 3.4698 | 7.0159 | 6.8589 | 5.9868 | Buchanan GT2 | 0.4588 | 0.7865 | 0.3235 | 0.721 | 1.4271 | 1.3658 | 1.1671 | Buchanan GT2 | 20.2 | 20.2 | 20.2 | 20.2 | 20.2 | 20.2 | 20.2
Burlington 11 | 1268.5793 | 1778.8187 | 2506.0186 | 1752.873 | 5264.9229 | 10372.5547 | 11098.6846 | Burlington 11 | 82.7634 | 113.617 | 160.2731 | 113.1077 | 334.9836 | 656.3641 | 701.7248 | Burlington 11 | 18.9104 | 25.3764 | 35.0436 | 24.2104 | 70.1932 | 134.6412 | 140.9164 | Burlington 11 | 212 | 212 | 212 | 212 | 212 | 212 | 212
Burlington 7 | 11882.5371 | 12592.5889 | 14163.8896 | 13777.0166 | 16690.0605 | 19904.8535 | 20578.4863 | Burlington 7 | 1031.6978 | 1081.2579 | 1221.4263 | 1195.5438 | 1468.3712 | 1750.0828 | 1824.6154 | Burlington 7 | 471.4598 | 482.9986 | 534.1281 | 511.8059 | 615.3713 | 717.9954 | 732.8177 | Burlington 7 | 185 | 185 | 185 | 185 | 185 | 185 | 185
Burlington 8 | 124.3818 | 211.6738 | 234.4401 | 190.0236 | 515.9438 | 1008.2473 | 1054.9205 | Burlington 8 | 9.0543 | 15.1618 | 16.8489 | 13.8474 | 36.7888 | 71.5793 | 74.8632 | Burlington 8 | 2.0688 | 3.3864 | 3.684 | 2.964 | 7.7088 | 14.6832 | 15.0336 | Burlington 8 | 24 | 24 | 24 | 24 | 24 | 24 | 24
Burlington 9 | 1554.3671 | 2153.823 | 2527.3699 | 2143.489 | 6057.7793 | 9467.4951 | 9180.2451 | Burlington 9 | 102.6192 | 139.7195 | 163.0849 | 140.7408 | 387.0877 | 604.9634 | 587.2492 | Burlington 9 | 23.4472 | 31.2064 | 35.6584 | 30.1252 | 81.1112 | 124.0973 | 117.928 | Burlington 9 | 212 | 212 | 212 | 212 | 212 | 212 | 212
Burlington CT 10 | 1485.0472 | 2557.9519 | 3147.7476 | 2028.2937 | 6277.7515 | 10391.2822 | 11572.6289 | Burlington CT 10 | 204.1387 | 361.9977 | 447.6492 | 292.6997 | 905.4531 | 1508.6071 | 1662.2269 | Burlington CT 10 | 46.6431 | 80.8523 | 97.8782 | 62.6516 | 189.7306 | 309.4633 | 333.799 | Burlington CT 10 | 260 | 260 | 260 | 260 | 260 | 260 | 260
Burlington JT 1 | 58.585 | 11.3684 | 2.5861 | 16.763 | 4.4135 | 11.3629 | 1.4621 | Burlington JT 1 | 1.5608 | 0.3359 | 0.083 | 0.5717 | 0.1364 | 0.3162 | 0.0459 | Burlington JT 1 | 0.4971 | 0.1046 | 0.0253 | 0.1706 | 0.0399 | 0.0904 | 0.0129 | Burlington JT 1 | 25 | 25 | 25 | 25 | 25 | 25 | 25
Burnside C1 | 55.028 | 171.052 | 31.9155 | 242.8837 | 201.8857 | 291.6271 | 484.6765 | Burnside C1 | 3.7173 | 10.6321 | 1.911 | 14.4975 | 11.3211 | 16.6157 | 27.5463 | Burnside C1 | 0.8316 | 2.3265 | 0.4092 | 3.0393 | 2.3199 | 3.3165 | 5.3592 | Burnside C1 | 132 | 132 | 132 | 132 | 132 | 132 | 132
BURROWS -LYONS 1 | 94.2711 | 50.0906 | 99.6416 | 107.127 | 126.5574 | 113.4028 | 121.0249 | BURROWS -LYONS 1 | 4.7829 | 2.5414 | 5.0554 | 5.4352 | 6.421 | 5.7536 | 6.1403 | BURROWS -LYONS 1 | 2.7874 | 1.4478 | 2.8194 | 2.9674 | 3.4318 | 3.0104 | 3.1451 | BURROWS -LYONS 1 | 20 | 20 | 20 | 20 | 20 | 20 | 20
BURRWS-LITTLE 1 | 2.1874 | 0 | 2.3206 | 7.5486 | 10.6968 | 4.6377 | 14.6187 | BURRWS-LITTLE 1 | 0.2222 | 0 | 0.3756 | 0.9467 | 1.3913 | 0.7253 | 1.9778 | BURRWS-LITTLE 1 | 0.0493 | 0 | 0.0797 | 0.1967 | 0.283 | 0.1444 | 0.3856 | BURRWS-LITTLE 1 | 4.9 | 4.9 | 4.9 | 4.9 | 4.9 | 4.9 | 4.9
Buzzard Pt Eas 1 | 1233.764 | 1809.5298 | 697.0026 | 706.2088 | 1387.0679 | 1735.2124 | 3206.6313 | Buzzard Pt Eas 1 | 82.5355 | 116.9105 | 44.9304 | 45.7469 | 88.7268 | 112.0951 | 207.6346 | Buzzard Pt Eas 1 | 18.8583 | 26.112 | 9.824 | 9.792 | 18.592 | 22.9943 | 41.696 | Buzzard Pt Eas 1 | 160 | 160 | 160 | 160 | 160 | 160 | 160
Buzzard Pt Wes 1 | 1135.0613 | 1441.468 | 501.8963 | 783.6327 | 1748.712 | 1770.7532 | 3134.7388 | Buzzard Pt Wes 1 | 76.8182 | 93.3422 | 33.588 | 50.5309 | 111.3393 | 117.2319 | 205.0053 | Buzzard Pt Wes 1 | 17.552 | 20.848 | 7.344 | 10.816 | 23.3303 | 24.048 | 41.168 | Buzzard Pt Wes 1 | 160 | 160 | 160 | 160 | 160 | 160 | 160
C P Crane C1 | 33236.0117 | 34539.8828 | 34702.3164 | 34806.6133 | 36831.9414 | 38027.2305 | 38858.3711 | C P Crane C1 | 5843.2207 | 5957.5825 | 6220.2549 | 6304.0928 | 6688.248 | 6944.8408 | 7135.1772 | C P Crane C1 | 2620.2783 | 2624.4858 | 2681.1443 | 2659.9546 | 2752.3657 | 2789.0928 | 2787.1787 | C P Crane C1 | 380 | 380 | 380 | 380 | 380 | 380 | 380
C P Crane GT 1 | 145.0196 | 150.1961 | 89.1862 | 76.7666 | 193.1464 | 224.4223 | 304.8123 | C P Crane GT 1 | 9.4937 | 9.6055 | 5.6913 | 4.8606 | 12.1369 | 14.4404 | 19.3873 | C P Crane GT 1 | 2.1692 | 2.1454 | 1.2444 | 1.0404 | 2.5432 | 2.9622 | 3.8933 | C P Crane GT 1 | 17 | 17 | 17 | 17 | 17 | 17 | 17
CABOT C6 | 112.3134 | 41.934 | 19.905 | 53.3641 | 29.1129 | 43.56 | 32.3256 | CABOT C6 | 5.5688 | 1.9307 | 0.9448 | 2.4701 | 1.3547 | 2.0372 | 1.544 | CABOT C6 | 1.7849 | 0.6071 | 0.2907 | 0.744 | 0.3984 | 0.5837 | 0.4313 | CABOT C6 | 18 | 18 | 18 | 18 | 18 | 18 | 18
Cadillac GT C1 | 0 | 0 | 0 | 0 | 0 | 0 | 0 | Cadillac GT C1 | 0 | 0 | 0 | 0 | 0 | 0 | 0 | Cadillac GT C1 | 0 | 0 | 0 | 0 | 0 | 0 | 0 | Cadillac GT C1 | 162 | 162 | 162 | 162 | 162 | 162 | 162
Cal Ban Power 1 | 0.462 | 0.4467 | 0.323 | 0.4006 | 0.7464 | 0.295 | 0.1946 | Cal Ban Power 1 | 0.0534 | 0.0552 | 0.0408 | 0.0498 | 0.106 | 0.0398 | 0.027 | Cal Ban Power 1 | 0.0118 | 0.0119 | 0.0086 | 0.0103 | 0.0215 | 0.0079 | 0.0052 | Cal Ban Power 1 | 0.3 | 0.3 | 0.3 | 0.3 | 0.3 | 0.3 | 0.3
Calvert Clif C1 | 74240.0859 | 75198.4141 | 75582.5313 | 76053.5547 | 76628.4609 | 76893.2422 | 77394.7344 | Calvert Clif C1 | 20339.1484 | 20889.6309 | 21311.4238 | 21756.6035 | 22231.0859 | 22836.0547 | 23398.3633 | Calvert Clif C1 | 11053.8848 | 11111.5059 | 11099.7002 | 11100.3086 | 11115.543 | 11085.4658 | 11089.2734 | Calvert Clif C1 | 1730 | 1730 | 1730 | 1730 | 1730 | 1730 | 1730
Cambria Cogen 1 | 7521.0044 | 7932.0288 | 8293.6074 | 8748.2412 | 9933.2568 | 10718.5283 | 11067.5762 | Cambria Cogen 1 | 777.2015 | 807.6749 | 877.3887 | 934.8184 | 1058.4426 | 1145.0321 | 1181.1641 | Cambria Cogen 1 | 467.3177 | 474.7223 | 504.8434 | 526.5668 | 583.6537 | 618.1119 | 624.1965 | Cambria Cogen 1 | 88 | 88 | 88 | 88 | 88 | 88 | 88
Camden Cogen T 1 | 10019.9072 | 10610.4502 | 11971.9521 | 12387.8652 | 14428.8516 | 16297.0781 | 16943.0625 | Camden Cogen T 1 | 290.0987 | 316.0793 | 362.2576 | 377.9013 | 442.7994 | 501.6359 | 519.3145 | Camden Cogen T 1 | 395.7246 | 421.471 | 472.8799 | 482.918 | 553.9412 | 614.3373 | 622.6017 | Camden Cogen T 1 | 145 | 145 | 145 | 145 | 145 | 145 | 145
Camden County 1 | 155.7948 | 197.1748 | 195.623 | 188.7048 | 369.5187 | 645.649 | 616.769 | Camden County 1 | 6.0711 | 7.7888 | 7.8375 | 7.7056 | 14.8517 | 26.1088 | 24.8515 | Camden County 1 | 3.6504 | 4.578 | 4.5096 | 4.3404 | 8.1896 | 14.0941 | 13.133 | Camden County 1 | 23 | 23 | 23 | 23 | 23 | 23 | 23
CANAL Joint 1 | 88705.3047 | 85956.2031 | 73634.9375 | 75610.7109 | 67518.7734 | 66780.3438 | 64316.3008 | CANAL Joint 1 | 1656.2365 | 1469.561 | 1196.5635 | 1195.5353 | 1025.0685 | 1008.713 | 962.9709 | CANAL Joint 1 | 3768.0942 | 3268.2209 | 2605.0803 | 2548.0591 | 2138.7578 | 2060.3357 | 1925.5072 | CANAL Joint 1 | 564 | 564 | 564 | 564 | 564 | 564 | 564
CANAL Joint 2 | 39361.9336 | 28079.3848 | 35191.8438 | 44191.2578 | 43232.7891 | 44520.0664 | 40694.1641 | CANAL Joint 2 | 515.0422 | 370.0705 | 471.9918 | 595.0038 | 586.2712 | 603.4051 | 552.8269 | CANAL Joint 2 | 1171.7695 | 823.016 | 1027.5901 | 1268.1387 | 1223.2275 | 1232.4783 | 1105.4042 | CANAL Joint 2 | 579 | 579 | 579 | 579 | 579 | 579 | 579
CAPE GT C4 | 51.2064 | 0 | 0 | 0 | 0 | 0 | 0 | CAPE GT C4 | 1.1424 | 0 | 0 | 0 | 0 | 0 | 0 | CAPE GT C4 | 0.3661 | 0 | 0 | 0 | 0 | 0 | 0 | CAPE GT C4 | 41.4 | 0 | 0 | 0 | 0 | 0 | 0
Capitol Distri 1 | 4721.4194 | 4260.0518 | 4400.7007 | 4671.2949 | 5040.9585 | 4669.5293 | 0 | Capitol Distri 1 | 403.4815 | 364.1295 | 378.4356 | 408.6664 | 433.3996 | 405.7687 | 0 | Capitol Distri 1 | 181.7008 | 160.2926 | 163.084 | 172.4049 | 178.9909 | 164.0524 | 0 | Capitol Distri 1 | 55.3 | 55.3 | 55.3 | 55.3 | 55.3 | 55.3 | 0
Cardinal Power 1 | 51605.9531 | 52423.7422 | 53317.5938 | 54148.8555 | 55130.5508 | 56233.9297 | 57459.4219 | Cardinal Power 1 | 1339.972 | 1373.7778 | 1404.462 | 1433.8838 | 1465.6525 | 1496.2037 | 1528.3722 | Cardinal Power 1 | 1194.7968 | 1197.4 | 1198.3795 | 1197.7329 | 1198.5017 | 1197.7329 | 1197.7329 | Cardinal Power 1 | 155.1 | 155.1 | 155.1 | 155.1 | 155.1 | 155.1 | 155.1
Carlls Corne C1 | 554.9058 | 761.9928 | 875.6573 | 631.3522 | 1762.1891 | 3323.7607 | 3513.2759 | Carlls Corne C1 | 48.048 | 68.4775 | 77.6841 | 58.0479 | 158.0098 | 297.8901 | 313.6959 | Carlls Corne C1 | 10.7973 | 15.05 | 16.7062 | 12.2206 | 32.5123 | 59.8173 | 61.3886 | Carlls Corne C1 | 86 | 86 | 86 | 86 | 86 | 86 | 86
Carrabassett P 1 | 9425.793 | 9664.0361 | 9882.3125 | 10089.5879 | 10306.5166 | 10533.7051 | 10748.5566 | Carrabassett P 1 | 621.6972 | 637.4099 | 651.8074 | 665.4789 | 679.7867 | 694.7715 | 708.9418 | Carrabassett P 1 | 362.3146 | 363.12 | 363.5065 | 363.3197 | 363.3197 | 363.513 | 363.12 | Carrabassett P 1 | 45.1 | 45.1 | 45.1 | 45.1 | 45.1 | 45.1 | 45.1
Caterpillar Tr 1 | 1142.3026 | 1683.1553 | 2108.4678 | 1939.5662 | 2645.9075 | 0 | 0 | Caterpillar Tr 1 | 43.512 | 66.2907 | 84.3732 | 77.7263 | 107.8416 | 0 | 0 | Caterpillar Tr 1 | 39.7678 | 59.2242 | 73.7925 | 66.5484 | 90.3895 | 0 | 0 | Caterpillar Tr 1 | 45 | 45 | 45 | 45 | 45 | 0 | 0
CCLP 1 | 20935.5723 | 21916.9844 | 21466.7988 | 21894.1055 | 23044.3789 | 23532.7285 | 24067.3145 | CCLP 1 | 2812.4548 | 2901.1885 | 2952.29 | 3041.4216 | 3192.1492 | 3268.1157 | 3339.0986 | CCLP 1 | 1691.0798 | 1705.2142 | 1698.7274 | 1713.1794 | 1760.2367 | 1764.1963 | 1764.5759 | CCLP 1 | 230 | 230 | 230 | 230 | 230 | 230 | 230
Cedar 1 | 372.7433 | 536.3699 | 614.1064 | 461.0954 | 1192.4185 | 2490.4973 | 2523.4951 | Cedar 1 | 27.219 | 38.6012 | 43.7358 | 33.7925 | 85.0445 | 177.197 | 179.4803 | Cedar 1 | 6.2192 | 8.6216 | 9.5628 | 7.2332 | 17.8204 | 36.3487 | 36.0422 | Cedar 1 | 52 | 52 | 52 | 52 | 52 | 52 | 52
Cedar 2 | 182.854 | 268.7793 | 301.348 | 232.4756 | 710.0632 | 1109.3499 | 1096.3999 | Cedar 2 | 13.5867 | 19.6382 | 21.8203 | 17.2607 | 51.2823 | 80.3472 | 79.4212 | Cedar 2 | 3.1044 | 4.3862 | 4.771 | 3.6946 | 10.7458 | 16.4818 | 15.9489 | Cedar 2 | 26 | 26 | 26 | 26 | 26 | 26 | 26
Centra/Boise-F 1 | 4598.1885 | 4714.4082 | 4818.5908 | 4919.311 | 5027.8452 | 5133.1138 | 5243.4761 | Centra/Boise-F 1 | 198.224 | 203.2338 | 207.7249 | 212.0668 | 216.7454 | 221.2837 | 226.0413 | Centra/Boise-F 1 | 176.748 | 177.1409 | 177.2446 | 177.1409 | 177.2383 | 177.1409 | 177.1409 | Centra/Boise-F 1 | 22 | 22 | 22 | 22 | 22 | 22 | 22
Centra/Boise-F 2 | 27579.3086 | 28017.6836 | 28492.0996 | 28936.1602 | 29459.8789 | 30051.9805 | 30707.6973 | Centra/Boise-F 2 | 717.4807 | 735.6012 | 751.9266 | 767.6576 | 784.6224 | 801.0217 | 818.2437 | Centra/Boise-F 2 | 639.7475 | 641.1581 | 641.5933 | 641.2296 | 641.6059 | 641.2297 | 641.2297 | Centra/Boise-F 2 | 81 | 81 | 81 | 81 | 81 | 81 | 81
CETI FORT ORAN 1 | 6753.6753 | 7873.4897 | 7595.0713 | 8245.959 | 9019.1328 | 9589.2725 | 9559.4785 | CETI FORT ORAN 1 | 615.2917 | 740.9464 | 723.5651 | 792.7692 | 867.9402 | 924.7158 | 906.1913 | CETI FORT ORAN 1 | 277.0858 | 326.1702 | 311.8149 | 334.4472 | 358.453 | 373.8629 | 358.6622 | CETI FORT ORAN 1 | 60 | 60 | 60 | 60 | 60 | 60 | 60
Chalk Point C3 | 720.4 | 1077.2208 | 468.2623 | 584.8075 | 1353.5245 | 1277.6735 | 2106.3755 | Chalk Point C3 | 35.6425 | 60.6788 | 26.5902 | 32.7293 | 76.0456 | 76.9591 | 118.4914 | Chalk Point C3 | 14.1439 | 23.6104 | 10.1103 | 12.2124 | 27.6529 | 27.3876 | 41.0005 | Chalk Point C3 | 198 | 198 | 198 | 198 | 198 | 198 | 198
Chalk Point C5 | 1356.5118 | 1672.1279 | 907.8884 | 691.8312 | 1373.2737 | 1859.4565 | 3285.1641 | Chalk Point C5 | 85.3027 | 112.3934 | 61.7081 | 45.2232 | 91.3526 | 130.3928 | 221.976 | Chalk Point C5 | 33.8503 | 43.7328 | 23.4631 | 16.8743 | 33.2191 | 46.4031 | 76.8083 | Chalk Point C5 | 240 | 240 | 240 | 240 | 240 | 240 | 240
Chalk Point 1 | 28545.5195 | 29752.0254 | 29241.7461 | 29675.4121 | 30489.1777 | 31047.3535 | 31765.5195 | Chalk Point 1 | 3279.6052 | 3368.2817 | 3438.9824 | 3525.3633 | 3612.1392 | 3687.5735 | 3769.1309 | Chalk Point 1 | 2477.1848 | 2486.9646 | 2485.7231 | 2494.5278 | 2502.134 | 2500.6238 | 2502.134 | Chalk Point 1 | 341 | 341 | 341 | 341 | 341 | 341 | 341
Chalk Point 2 | 28438.4199 | 29653.166 | 29183.3906 | 29579.5566 | 30366.832 | 30922.2539 | 31638.127 | Chalk Point 2 | 3296.2949 | 3386.9253 | 3462.8455 | 3545.8481 | 3629.4932 | 3705.8721 | 3787.2393 | Chalk Point 2 | 2489.7908 | 2500.7305 | 2502.9722 | 2509.0232 | 2514.1553 | 2513.0334 | 2514.1553 | Chalk Point 2 | 343 | 343 | 343 | 343 | 343 | 343 | 343
Chalk Point C3 | 61570.2188 | 77787.6719 | 74386.8281 | 83130.4766 | 101463.7422 | 102366.0625 | 106358.9688 | Chalk Point C3 | 2539.5464 | 3222.8877 | 3227.6169 | 3518.2485 | 4331.0688 | 4511.563 | 4753.4253 | Chalk Point C3 | 1881.1453 | 2335.4255 | 2289.0898 | 2443.228 | 2946.3054 | 2987.7903 | 3066.7261 | Chalk Point C3 | 1224 | 1224 | 1224 | 1224 | 1224 | 1224 | 1224
Chalk Point CT 1 | 135.8385 | 124.6532 | 77.6148 | 80.7608 | 147.0296 | 194.8029 | 350.1489 | Chalk Point CT 1 | 5.8175 | 5.2455 | 3.2605 | 3.3497 | 6.0862 | 8.2051 | 14.5854 | Chalk Point CT 1 | 2.3526 | 2.0736 | 1.2618 | 1.269 | 2.2572 | 2.979 | 5.184 | Chalk Point CT 1 | 18 | 18 | 18 | 18 | 18 | 18 | 18
Chalk Point CT 2 | 265.2115 | 334.6349 | 171.9984 | 154.263 | 372.4749 | 433.3753 | 585.0495 | Chalk Point CT 2 | 10.5242 | 12.8026 | 6.6203 | 5.9404 | 14.1181 | 16.851 | 22.649 | Chalk Point CT 2 | 4.256 | 5.061 | 2.562 | 2.2505 | 5.236 | 6.118 | 8.05 | Chalk Point CT 2 | 35 | 35 | 35 | 35 | 35 | 35 | 35
Chalk Point SG 1 | 558.5056 | 614.3622 | 225.6253 | 337.0215 | 817.524 | 732.4594 | 1346.251 | Chalk Point SG 1 | 33.6592 | 38.6254 | 15.0598 | 21.0003 | 51.8081 | 49.3433 | 87.3404 | Chalk Point SG 1 | 13.6119 | 15.269 | 5.828 | 7.9559 | 19.2141 | 17.9149 | 31.0429 | Chalk Point SG 1 | 93 | 93 | 93 | 93 | 93 | 93 | 93
Chapleau 1 | 1463.0647 | 1500.0408 | 1533.1873 | 1565.2355 | 1599.77 | 1633.2639 | 1668.38 | Chapleau 1 | 63.0713 | 64.6653 | 66.0943 | 67.4758 | 68.9644 | 70.4085 | 71.9222 | Chapleau 1 | 56.238 | 56.363 | 56.396 | 56.363 | 56.394 | 56.363 | 56.363 | Chapleau 1 | 7 | 7 | 7 | 7 | 7 | 7 | 7
Charlottesto C6 | 18.4806 | 110.4316 | 162.2814 | 235.4256 | 94.0318 | 230.4147 | 202.1805 | Charlottesto C6 | 0.6015 | 3.04 | 4.721 | 6.867 | 2.4306 | 6.064 | 5.3022 | Charlottesto C6 | 0.3538 | 1.7471 | 2.6522 | 3.7731 | 1.3068 | 3.1749 | 2.7052 | Charlottesto C6 | 14.2 | 14.2 | 14.2 | 14.2 | 14.2 | 14.2 | 14.2
Charlottestow 10 | 13.6682 | 52.3649 | 136.2563 | 195.564 | 111.6679 | 140.9506 | 144.7886 | Charlottestow 10 | 0.5471 | 1.7622 | 4.3653 | 6.1293 | 2.8945 | 3.9377 | 4.1488 | Charlottestow 10 | 0.3189 | 1.0039 | 2.4345 | 3.3463 | 1.547 | 2.0602 | 2.125 | Charlottestow 10 | 19.2 | 19.2 | 19.2 | 19.2 | 19.2 | 19.2 | 19.2
Charlottestown 5 | 18.6411 | 40.1677 | 23.4384 | 54.9375 | 38.2945 | 46.5459 | 50.1169 | Charlottestown 5 | 0.5795 | 1.1098 | 0.6107 | 1.3893 | 0.9257 | 1.0906 | 1.1906 | Charlottestown 5 | 0.3377 | 0.6323 | 0.3406 | 0.7585 | 0.4948 | 0.5706 | 0.6098 | Charlottestown 5 | 3.3 | 3.3 | 3.3 | 3.3 | 3.3 | 3.3 | 3.3
Charlottestown 8 | 9.7878 | 16.9968 | 17.2294 | 57.2804 | 61.4414 | 64.1761 | 73.3923 | Charlottestown 8 | 0.3315 | 0.5225 | 0.4566 | 1.4686 | 1.4786 | 1.4989 | 1.8136 | Charlottestown 8 | 0.1932 | 0.2977 | 0.2546 | 0.8018 | 0.7903 | 0.7843 | 0.9289 | Charlottestown 8 | 9.5 | 9.5 | 9.5 | 9.5 | 9.5 | 9.5 | 9.5
Charlottestown 9 | 24.6437 | 67.0262 | 122.5496 | 215.0747 | 151.8027 | 110.7306 | 129.1036 | Charlottestown 9 | 0.9884 | 2.2858 | 3.9026 | 6.5902 | 3.9621 | 3.1598 | 3.6789 | Charlottestown 9 | 0.576 | 1.3022 | 2.1765 | 3.5979 | 2.1176 | 1.6533 | 1.8843 | Charlottestown 9 | 19.2 | 19.2 | 19.2 | 19.2 | 19.2 | 19.2 | 19.2
Charlottetow 11 | 0 | 0 | 0 | 321.6032 | 1832.1702 | 1896.1633 | 2410.9451 | Charlottetow 11 | 0 | 0 | 0 | 10.3265 | 61.6461 | 62.8266 | 80.6909 | Charlottetow 11 | 0 | 0 | 0 | 8.6258 | 50.4096 | 50.2936 | 63.2347 | Charlottetow 11 | 0 | 0 | 0 | 0 | 24.2 | 24.2 | 24.2
CHERRY STREE C10 | 14.8657 | 3.3135 | 0.3989 | 6.3956 | 0.4625 | 4.4348 | 0.229 | CHERRY STREE C10 | 1.0636 | 0.2208 | 0.0269 | 0.4344 | 0.0301 | 0.2882 | 0.0153 | CHERRY STREE C10 | 0.3409 | 0.0694 | 0.0083 | 0.1309 | 0.0089 | 0.0826 | 0.0043 | CHERRY STREE C10 | 4.4 | 4.4 | 4.4 | 4.4 | 4.4 | 4.4 | 4.4
CHERRY STREET 12 | 8.4553 | 1.4536 | 0.175 | 2.6062 | 0.2029 | 2.0428 | 0.2009 | CHERRY STREET 12 | 0.6886 | 0.1115 | 0.0136 | 0.2044 | 0.0152 | 0.1519 | 0.0153 | CHERRY STREET 12 | 0.2193 | 0.0347 | 0.0041 | 0.061 | 0.0044 | 0.0434 | 0.0043 | CHERRY STREET 12 | 5.6 | 5.6 | 5.6 | 5.6 | 5.6 | 5.6 | 5.6
CHERRY STREET 7 | 7.0921 | 1.6333 | 0 | 3.1526 | 0.228 | 2.0766 | 0 | CHERRY STREET 7 | 0.5198 | 0.1115 | 0 | 0.2193 | 0.0152 | 0.1369 | 0 | CHERRY STREET 7 | 0.1656 | 0.0347 | 0 | 0.0654 | 0.0044 | 0.0391 | 0 | CHERRY STREET 7 | 3 | 3 | 3 | 3 | 3 | 3 | 3
CHERRY STREET 8 | 7.6906 | 1.1716 | 0.1908 | 3.059 | 0.2212 | 2.2274 | 0.219 | CHERRY STREET 8 | 0.5769 | 0.083 | 0.0136 | 0.2193 | 0.0152 | 0.1519 | 0.0153 | CHERRY STREET 8 | 0.1837 | 0.0259 | 0.0041 | 0.0654 | 0.0044 | 0.0434 | 0.0043 | CHERRY STREET 8 | 3.6 | 3.6 | 3.6 | 3.6 | 3.6 | 3.6 | 3.6
CHERRY STREET 9 | 7.6118 | 1.563 | 0.1882 | 3.0168 | 0.2182 | 1.7558 | 0.216 | CHERRY STREET 9 | 0.5778 | 0.1115 | 0.0136 | 0.2193 | 0.0152 | 0.1209 | 0.0153 | CHERRY STREET 9 | 0.184 | 0.0347 | 0.0041 | 0.0654 | 0.0044 | 0.0346 | 0.0043 | CHERRY STREET 9 | 2.6 | 2.6 | 2.6 | 2.6 | 2.6 | 2.6 | 2.6
Chester C7 | 350.0057 | 564.3322 | 555.4249 | 511.1534 | 1425.1033 | 2404.8838 | 2416.3154 | Chester C7 | 25.608 | 40.7207 | 39.8998 | 37.2523 | 101.2494 | 171.2572 | 172.5913 | Chester C7 | 5.7546 | 8.9496 | 8.5806 | 7.8426 | 20.8332 | 34.389 | 33.7752 | Chester C7 | 54 | 54 | 54 | 54 | 54 | 54 | 54
Christiana C11 | 292.292 | 401.0238 | 512.1823 | 379.0123 | 1089.7114 | 2270.0254 | 2368.175 | Christiana C11 | 21.2265 | 28.665 | 36.7001 | 27.5381 | 77.4319 | 160.8914 | 168.4128 | Christiana C11 | 4.77 | 6.3 | 7.8925 | 5.7975 | 15.9325 | 32.3075 | 32.9575 | Christiana C11 | 50 | 50 | 50 | 50 | 50 | 50 | 50
CLEARY 8 | 341.172 | 114.2865 | 62.0833 | 143.1413 | 105.3216 | 138.7074 | 0 | CLEARY 8 | 21.5966 | 6.6842 | 3.788 | 8.3545 | 6.0874 | 7.7819 | 0 | CLEARY 8 | 6.8788 | 2.0811 | 1.1546 | 2.4929 | 1.7781 | 2.2253 | 0 | CLEARY 8 | 26 | 26 | 26 | 26 | 26 | 26 | 0
Cleary CC Join 9 | 16271.9482 | 14139.749 | 9992.9033 | 10468.4541 | 7436.3555 | 6896.8535 | 7218.0176 | Cleary CC Join 9 | 2182.6001 | 1739.4542 | 1162.7761 | 1182.4023 | 795.1694 | 726.8738 | 756.8485 | Cleary CC Join 9 | 695.1871 | 541.5827 | 354.413 | 352.8095 | 232.2717 | 207.8535 | 211.8697 | Cleary CC Join 9 | 110 | 110 | 110 | 110 | 110 | 110 | 110
Cochrane Pow 1 | 8820.4365 | 8960.9316 | 9111.9561 | 9253.9287 | 9421.2344 | 9611.1309 | 9821.0146 | Cochrane Pow 1 | 229.7596 | 235.5665 | 240.772 | 245.8047 | 251.2276 | 256.4879 | 262.0024 | Cochrane Pow 1 | 204.867 | 205.3224 | 205.4426 | 205.3224 | 205.4353 | 205.3224 | 205.3224 | Cochrane Pow 1 | 25.5 | 25.5 | 25.5 | 25.5 | 25.5 | 25.5 | 25.5
Cochrane Pow 2 | 2717.115 | 2785.7849 | 2847.3523 | 2906.8672 | 2970.9966 | 3033.2041 | 3098.4219 | Cochrane Pow 2 | 117.1323 | 120.0927 | 122.7465 | 125.3122 | 128.0768 | 130.7586 | 133.5699 | Cochrane Pow 2 | 104.442 | 104.6741 | 104.7354 | 104.6741 | 104.7317 | 104.6741 | 104.6741 | Cochrane Pow 2 | 13 | 13 | 13 | 13 | 13 | 13 | 13
Cogen Tech Joi 1 | 9643.2666 | 11391.8555 | 12804.2764 | 13522.5781 | 16276.3643 | 17584.1094 | 18256.1445 | Cogen Tech Joi 1 | 410.2246 | 501.2019 | 571.1389 | 607.9297 | 737.5239 | 797.5141 | 823.7469 | Cogen Tech Joi 1 | 374.9246 | 447.7744 | 499.5165 | 520.503 | 618.1695 | 654.3821 | 661.6808 | Cogen Tech Joi 1 | 180 | 180 | 180 | 180 | 180 | 180 | 180
COGEN TECH-L C1 | 25569.5176 | 27112.1426 | 26869.7891 | 29362.3594 | 31356.082 | 30728.8711 | 32008.5371 | COGEN TECH-L C1 | 1166.2493 | 1298.326 | 1300.7076 | 1473.491 | 1614.0638 | 1573.5337 | 1652.4144 | COGEN TECH-L C1 | 686.0291 | 746.1644 | 730.7347 | 809.6103 | 867.7762 | 823.8395 | 843.0685 | COGEN TECH-L C1 | 234 | 234 | 234 | 234 | 234 | 234 | 234
COGEN TECH-L C4 | 1003.7498 | 1922.6184 | 2419.5728 | 3810.9053 | 3020.301 | 3674.2358 | 3024.2036 | COGEN TECH-L C4 | 47.7834 | 96.2749 | 121.4349 | 195.6568 | 163.9024 | 192.617 | 166.3065 | COGEN TECH-L C4 | 28.1079 | 55.3304 | 68.2219 | 107.5037 | 88.1196 | 100.8466 | 84.8503 | COGEN TECH-L C4 | 156 | 156 | 156 | 156 | 156 | 156 | 156
COGEN TECH-L C6 | 2682.3403 | 3903.7607 | 4260.3735 | 6398.7471 | 6398.3071 | 6709.3755 | 5413.6895 | COGEN TECH-L C6 | 125.8531 | 193.899 | 207.767 | 328.4535 | 342.0529 | 358.4444 | 290.0577 | COGEN TECH-L C6 | 74.0312 | 111.4362 | 116.7231 | 180.4689 | 183.8994 | 187.6672 | 147.9886 | COGEN TECH-L C6 | 255 | 255 | 255 | 255 | 255 | 255 | 255
Coleson Cove C1 | 119565.0547 | 121566.0547 | 116703.5 | 121709.0781 | 110786.5938 | 110772.1016 | 128113.2891 | Coleson Cove C1 | 7894.5825 | 7353.5215 | 6690.6348 | 6776.0322 | 5849.3032 | 5791.8906 | 6723.6958 | Coleson Cove C1 | 4643.8721 | 4226.1616 | 3758.7834 | 3723.0947 | 3144.7864 | 3032.4033 | 3430.4575 | Coleson Cove C1 | 1005.6 | 1005.6 | 1005.6 | 1005.6 | 1005.6 | 1005.6 | 1005.6
Colver NUG 1 | 8845.4365 | 9330.7773 | 9577.2314 | 10319.0742 | 11617.4287 | 12574.8701 | 12958.4443 | Colver NUG 1 | 914.0632 | 950.1014 | 1013.1846 | 1102.6753 | 1237.9003 | 1343.3394 | 1382.9604 | Colver NUG 1 | 549.6103 | 558.4355 | 582.9794 | 621.1177 | 682.6114 | 725.1623 | 730.8377 | Colver NUG 1 | 104 | 104 | 104 | 104 | 104 | 104 | 104
Combustion T 1 | 0 | 0 | 0 | 0 | 0 | 0 | 4850.8003 | Combustion T 1 | 0 | 0 | 0 | 0 | 0 | 0 | 145.7478 | Combustion T 1 | 0 | 0 | 0 | 0 | 0 | 0 | 114.2176 | Combustion T 1 | 0 | 0 | 0 | 0 | 0 | 0 | 100
COMMERCIAL STR 1 | 6.3102 | 1.5606 | 0.4077 | 1.702 | 0.4582 | 1.4989 | 0.183 | COMMERCIAL STR 1 | 0.5713 | 0.1332 | 0.0347 | 0.1465 | 0.0372 | 0.1242 | 0.0155 | COMMERCIAL STR 1 | 0.1261 | 0.0287 | 0.0073 | 0.0303 | 0.0075 | 0.0246 | 0.003 | COMMERCIAL STR 1 | 1 | 1 | 1 | 1 | 1 | 1 | 1
Composite Nug 1 | 0 | 1.3159 | 3.5 | 4.8047 | 5.6712 | 3.3312 | 3.1016 | Composite Nug 1 | 0 | 0.1384 | 0.4243 | 0.5779 | 0.7379 | 0.4019 | 0.3678 | Composite Nug 1 | 0 | 0.031 | 0.093 | 0.124 | 0.155 | 0.0826 | 0.074 | Composite Nug 1 | 7 | 7 | 7 | 7 | 7 | 7 | 7
CompositeJc Nu 1 | 0 | 0 | 0.6656 | 2.2902 | 2.3038 | 2.6834 | 1.2509 | CompositeJc Nu 1 | 0 | 0 | 0.0231 | 0.0882 | 0.0964 | 0.1036 | 0.0487 | CompositeJc Nu 1 | 0 | 0 | 0.0133 | 0.0497 | 0.0531 | 0.0559 | 0.0257 | CompositeJc Nu 1 | 3 | 3 | 3 | 3 | 3 | 3 | 3
CompositeMe Nu 1 | 32.0884 | 42.0247 | 50.4092 | 48.9561 | 69.6973 | 78.6147 | 84.5326 | CompositeMe Nu 1 | 1.2148 | 1.6662 | 2.006 | 1.975 | 2.8437 | 3.208 | 3.43 | CompositeMe Nu 1 | 1.1103 | 1.4886 | 1.7544 | 1.691 | 2.3835 | 2.6323 | 2.7551 | CompositeMe Nu 1 | 1 | 1 | 1 | 1 | 1 | 1 | 1
Concord Steam 1 | 178.9864 | 183.4343 | 186.7567 | 190.7777 | 194.8794 | 0 | 0 | Concord Steam 1 | 11.8054 | 12.0988 | 12.3179 | 12.5831 | 12.8536 | 0 | 0 | Concord Steam 1 | 6.88 | 6.8924 | 6.8696 | 6.8698 | 6.8698 | 0 | 0 | Concord Steam 1 | 1.3 | 1.3 | 1.3 | 1.3 | 1.3 | 0 | 0
Conem IC joint 1 | 0 | 0 | 0 | 0 | 0 | 0 | 0 | Conem IC joint 1 | 0 | 0 | 0 | 0 | 0 | 0 | 0 | Conem IC joint 1 | 0 | 0 | 0 | 0 | 0 | 0 | 0 | Conem IC joint 1 | 10.8 | 10.8 | 10.8 | 10.8 | 10.8 | 10.8 | 10.8
Conem ST joi C1 | 141860.9844 | 147722.2188 | 145232.3594 | 146794.9375 | 150445.7969 | 153427.1875 | 156742.125 | Conem ST joi C1 | 16158.8262 | 16580.4922 | 16949.291 | 17311.752 | 17691.8223 | 18209.9531 | 18693.0371 | Conem ST joi C1 | 12429.8662 | 12466.5352 | 12462.7148 | 12454.499 | 12459.0322 | 12472.5693 | 12462.0254 | Conem ST joi C1 | 1700 | 1700 | 1700 | 1700 | 1700 | 1700 | 1700
Continental Co 1 | 4847.7749 | 6206.0015 | 6953.4097 | 7512.479 | 9042.6533 | 9699.6787 | 10200.3057 | Continental Co 1 | 135.438 | 180.3627 | 205.0349 | 222.961 | 270.1543 | 290.3652 | 304.043 | Continental Co 1 | 184.7515 | 240.5019 | 267.6462 | 284.9205 | 337.9625 | 355.601 | 364.5146 | Continental Co 1 | 100 | 100 | 100 | 100 | 100 | 100 | 100
COS COB 10 | 21.0886 | 5.6229 | 0.9832 | 6.205 | 2.7442 | 7.0075 | 3.2113 | COS COB 10 | 1.264 | 0.3221 | 0.0553 | 0.3519 | 0.1497 | 0.3807 | 0.1725 | COS COB 10 | 0.4026 | 0.1003 | 0.0169 | 0.105 | 0.0437 | 0.1089 | 0.0483 | COS COB 10 | 23.3 | 23.3 | 23.3 | 23.3 | 23.3 | 23.3 | 23.3
COS COB 11 | 19.3776 | 4.3829 | 0.9877 | 6.7671 | 2.484 | 7.8421 | 3.4581 | COS COB 11 | 1.1542 | 0.251 | 0.0553 | 0.3816 | 0.135 | 0.4256 | 0.1873 | COS COB 11 | 0.3676 | 0.0781 | 0.0169 | 0.1139 | 0.0394 | 0.1217 | 0.0524 | COS COB 11 | 22.4 | 22.4 | 22.4 | 22.4 | 22.4 | 22.4 | 22.4
COS COB 12 | 21.0959 | 5.6339 | 0.738 | 6.7497 | 2.7496 | 6.6984 | 3.4676 | COS COB 12 | 1.258 | 0.3221 | 0.0412 | 0.3816 | 0.1497 | 0.3637 | 0.1873 | COS COB 12 | 0.4007 | 0.1003 | 0.0126 | 0.1139 | 0.0437 | 0.104 | 0.0524 | COS COB 12 | 22.8 | 22.8 | 22.8 | 22.8 | 22.8 | 22.8 | 22.8
Courtenay Bay 2 | 13.3111 | 38.772 | 31.6785 | 109.8347 | 66.5278 | 82.1415 | 72.1703 | Courtenay Bay 2 | 0.4791 | 1.103 | 0.8773 | 3.0437 | 1.7034 | 2.1753 | 1.8364 | Courtenay Bay 2 | 0.2792 | 0.6283 | 0.4893 | 1.6617 | 0.9104 | 1.1381 | 0.9406 | Courtenay Bay 2 | 11.8 | 11.8 | 11.8 | 11.8 | 11.8 | 11.8 | 11.8
Courtenay Bay 3 | 1412.0404 | 1581.5137 | 1650.61 | 1804.1056 | 2181.8225 | 1731.6915 | 2112.7119 | Courtenay Bay 3 | 73.5814 | 77.3037 | 73.4542 | 75.1431 | 90.1457 | 66.5502 | 80.9155 | Courtenay Bay 3 | 42.882 | 44.0384 | 40.9647 | 41.0245 | 48.1794 | 34.8199 | 41.4449 | Courtenay Bay 3 | 98.7 | 98.7 | 98.7 | 98.7 | 98.7 | 98.7 | 98.7
Courtenay Bay 4 | 997.9313 | 805.442 | 983.5602 | 1646.3019 | 1549.7377 | 1301.8055 | 1089.3033 | Courtenay Bay 4 | 52.1004 | 39.0423 | 43.1598 | 69.5752 | 62.0999 | 49.8751 | 42.3747 | Courtenay Bay 4 | 30.3632 | 22.2417 | 24.0698 | 37.9848 | 33.19 | 26.0952 | 21.7043 | Courtenay Bay 4 | 97.7 | 97.7 | 97.7 | 97.7 | 97.7 | 97.7 | 97.7
COWEE 1 | 24.5736 | 25.2764 | 23.1296 | 26.9494 | 30.4024 | 28.9499 | 33.1285 | COWEE 1 | 1.6208 | 1.6672 | 1.5256 | 1.7775 | 2.0053 | 1.9094 | 2.1851 | COWEE 1 | 0.9446 | 0.9497 | 0.8508 | 0.9704 | 1.0717 | 0.999 | 1.1192 | COWEE 1 | 0.5 | 0.5 | 0.5 | 0.5 | 0.5 | 0.5 | 0.5
COXSACKIE GT 1 | 16.8786 | 42.6615 | 17.6034 | 54.4249 | 89.3888 | 75.6798 | 70.0048 | COXSACKIE GT 1 | 1.2913 | 3.1705 | 1.332 | 4.1353 | 6.6952 | 5.707 | 5.2326 | COXSACKIE GT 1 | 0.2879 | 0.6909 | 0.2841 | 0.8636 | 1.3687 | 1.1421 | 1.0251 | COXSACKIE GT 1 | 25.4 | 25.4 | 25.4 | 25.4 | 25.4 | 25.4 | 25.4
Crisfield 1-4 | 46.3318 | 64.6765 | 73.7701 | 64.1022 | 180.6561 | 286.1529 | 274.5505 | Crisfield 1-4 | 4.8405 | 6.5905 | 7.5509 | 6.6387 | 18.402 | 29.1471 | 28.0159 | Crisfield 1-4 | 1.106 | 1.472 | 1.651 | 1.421 | 3.856 | 5.979 | 5.626 | Crisfield 1-4 | 10 | 10 | 10 | 10 | 10 | 10 | 10
Cromby 2 | 9617.126 | 12708.1465 | 12486.1504 | 12245.2852 | 16617.3867 | 21151.5547 | 22006.3281 | Cromby 2 | 722.9258 | 946.3268 | 944.0394 | 951.7885 | 1280.6061 | 1602.0856 | 1677.7468 | Cromby 2 | 330.3589 | 422.7248 | 412.8272 | 407.4555 | 536.6819 | 657.2775 | 673.8313 | Cromby 2 | 211 | 211 | 211 | 211 | 211 | 211 | 211
Cromby IC 1 | 11.4682 | 17.4897 | 18.0988 | 15.6253 | 45.9224 | 76.7497 | 79.5896 | Cromby IC 1 | 1.2068 | 1.795 | 1.8641 | 1.6285 | 4.7201 | 7.9001 | 8.1824 | Cromby IC 1 | 0.2764 | 0.4019 | 0.4086 | 0.3495 | 0.9915 | 1.6246 | 1.6473 | Cromby IC 1 | 2.7 | 2.7 | 2.7 | 2.7 | 2.7 | 2.7 | 2.7
Cromby ST 1 | 13032.3184 | 13133.9902 | 13575.1123 | 13447.9688 | 13880.1953 | 14813.2461 | 15146.2617 | Cromby ST 1 | 2215.2991 | 2202.1282 | 2361.667 | 2366.929 | 2440.0991 | 2610.1152 | 2666.1411 | Cromby ST 1 | 1012.3358 | 983.692 | 1032.754 | 1013.2696 | 1022.6072 | 1070.8356 | 1070.7987 | Cromby ST 1 | 147 | 147 | 147 | 147 | 147 | 147 | 147
Croydon 21 | 294.0918 | 453.9095 | 340.024 | 424.9226 | 1189.5276 | 2054.616 | 1986.645 | Croydon 21 | 28.5591 | 43.7976 | 32.1378 | 40.8774 | 111.3876 | 193.0669 | 186.4772 | Croydon 21 | 6.5254 | 9.7822 | 7.0269 | 8.7497 | 23.3404 | 39.6042 | 37.4473 | Croydon 21 | 59 | 59 | 59 | 59 | 59 | 59 | 59
Croydon 32 | 312.5139 | 484.3009 | 515.3822 | 426.9221 | 1306.6779 | 2033.3999 | 2030.4259 | Croydon 32 | 28.5591 | 43.7447 | 46.2233 | 39.1684 | 115.4985 | 179.7091 | 179.3729 | Croydon 32 | 6.5254 | 9.7704 | 10.1067 | 8.3839 | 24.2018 | 36.864 | 36.0206 | Croydon 32 | 59 | 59 | 59 | 59 | 59 | 59 | 59
Croydon 41 | 319.7662 | 560.7867 | 560.8416 | 490.1882 | 1340.8132 | 2339.3279 | 2481.2605 | Croydon 41 | 26.601 | 46.1517 | 46.1561 | 40.7293 | 108.5796 | 189.1272 | 200.0142 | Croydon 41 | 6.078 | 10.308 | 10.092 | 8.718 | 22.752 | 38.796 | 40.1657 | Croydon 41 | 60 | 60 | 60 | 60 | 60 | 60 | 60
Croydon 42 | 256.611 | 371.7991 | 486.2526 | 375.8234 | 1094.7698 | 2062.1443 | 2202.4836 | Croydon 42 | 23.8337 | 34.0501 | 44.6043 | 34.7922 | 99.1179 | 185.6669 | 198.0237 | Croydon 42 | 5.4457 | 7.6051 | 9.7527 | 7.4472 | 20.7694 | 38.0862 | 39.766 | Croydon 42 | 59 | 59 | 59 | 59 | 59 | 59 | 59
Croydon C11 | 687.7267 | 1118.0446 | 1135.2433 | 928.364 | 2574.793 | 4856.6821 | 5021.4766 | Croydon C11 | 57.405 | 92.1648 | 93.1023 | 77.4915 | 209.7188 | 392.8921 | 409.127 | Croydon C11 | 12.9 | 20.256 | 20.022 | 16.314 | 43.152 | 78.894 | 80.064 | Croydon C11 | 120 | 120 | 120 | 120 | 120 | 120 | 120
Croydon C22 | 674.6746 | 1069.0087 | 1068.5547 | 915.1029 | 2507.5264 | 4790.5288 | 4955.3901 | Croydon C22 | 56.5773 | 87.9606 | 88.0245 | 76.665 | 204.2366 | 390.4719 | 405.2026 | Croydon C22 | 12.714 | 19.332 | 18.93 | 16.14 | 42.024 | 78.408 | 79.296 | Croydon C22 | 120 | 120 | 120 | 120 | 120 | 120 | 120
Cumberland 1 | 435.4148 | 706.5994 | 704.9081 | 648.7063 | 1764.7159 | 2848.05 | 2760.2725 | Cumberland 1 | 38.2055 | 63.7811 | 63.0261 | 59.5286 | 155.978 | 251.9875 | 242.467 | Cumberland 1 | 9.7536 | 15.9168 | 15.3973 | 14.2368 | 36.5184 | 57.7549 | 54.4032 | Cumberland 1 | 96 | 96 | 96 | 96 | 96 | 96 | 96
Dalhousie 1 | 8984.8057 | 9136.8369 | 9248.9785 | 9363.4395 | 9478.3076 | 9594.5957 | 9712.8926 | Dalhousie 1 | 1205.2233 | 1236.746 | 1263.3361 | 1290.4976 | 1318.2433 | 1346.5394 | 1375.5138 | Dalhousie 1 | 702.3838 | 704.5499 | 704.5499 | 704.5499 | 704.5499 | 704.5259 | 704.5379 | Dalhousie 1 | 97.2 | 97.2 | 97.2 | 97.2 | 97.2 | 97.2 | 97.2
Dalhousie 2 | 17209.3672 | 17494.0977 | 17712.2617 | 17936.5645 | 18150.3184 | 18373.3086 | 18599.8145 | Dalhousie 2 | 2521.3027 | 2586.4678 | 2642.301 | 2700.1262 | 2757.1416 | 2816.27 | 2876.8765 | Dalhousie 2 | 1469.3723 | 1473.4601 | 1473.5852 | 1474.1395 | 1473.5852 | 1473.5067 | 1473.5358 | Dalhousie 2 | 203.4 | 203.4 | 203.4 | 203.4 | 203.4 | 203.4 | 203.4
DANSKAMMER 1 | 563.8517 | 594.9056 | 1041.301 | 1427.2396 | 1626.2367 | 1192.4703 | 1153.3728 | DANSKAMMER 1 | 29.5375 | 28.5602 | 56.793 | 76.0892 | 93.7787 | 64.5849 | 68.5435 | DANSKAMMER 1 | 15.677 | 14.8175 | 28.845 | 37.8321 | 45.646 | 30.7745 | 31.9733 | DANSKAMMER 1 | 65.5 | 65.5 | 65.5 | 65.5 | 65.5 | 65.5 | 65.5
DANSKAMMER 2 | 738.1796 | 1176.7386 | 1508.9075 | 2131.917 | 1849.1376 | 2150.7935 | 1933.4446 | DANSKAMMER 2 | 50.2132 | 77.3551 | 103.8724 | 140.7833 | 129.4114 | 149.6631 | 139.5243 | DANSKAMMER 2 | 26.6506 | 40.1331 | 52.7564 | 69.9984 | 62.9899 | 71.314 | 65.0836 | DANSKAMMER 2 | 65.2 | 65.2 | 65.2 | 65.2 | 65.2 | 65.2 | 65.2
DANSKAMMER 3 | 13518.9258 | 13857.1963 | 13386.0117 | 13669.9512 | 14059.5527 | 14412.5586 | 14734.3486 | DANSKAMMER 3 | 1840.3861 | 1884.0267 | 1906.6334 | 1960.0186 | 2002.4553 | 2053.3643 | 2097.512 | DANSKAMMER 3 | 976.783 | 977.4636 | 968.3724 | 974.5339 | 974.6783 | 978.4218 | 978.4218 | DANSKAMMER 3 | 134.7 | 134.7 | 134.7 | 134.7 | 134.7 | 134.7 | 134.7
DANSKAMMER 4 | 24184.8496 | 24834.8555 | 24208.6348 | 24553.1113 | 25248.2188 | 25783.1465 | 26358.7891 | DANSKAMMER 4 | 3217.2703 | 3298.7256 | 3368.9172 | 3439.6013 | 3513.5532 | 3589.6101 | 3666.7864 | DANSKAMMER 4 | 1707.5626 | 1711.4323 | 1711.0609 | 1710.1923 | 1710.1923 | 1710.438 | 1710.438 | DANSKAMMER 4 | 232 | 232 | 232 | 232 | 232 | 232 | 232
DANSKAMMER C5 | 4.958 | 6.7179 | 3.3204 | 10.2837 | 18.7048 | 16.6885 | 14.6883 | DANSKAMMER C5 | 0.1971 | 0.2588 | 0.1302 | 0.4045 | 0.7303 | 0.6558 | 0.5764 | DANSKAMMER C5 | 0.1054 | 0.1355 | 0.0668 | 0.2033 | 0.358 | 0.3138 | 0.2681 | DANSKAMMER C5 | 5 | 5 | 5 | 5 | 5 | 5 | 5
Darlington C1 | 99411.9375 | 100348.7656 | 101141.7578 | 101639.8281 | 102390.0234 | 102936.7734 | 103508.7656 | Darlington C1 | 37688.6836 | 38491.4336 | 39479.8672 | 40167.7227 | 41322.6367 | 42209.8594 | 43289.0195 | Darlington C1 | 18384.7227 | 18416.9551 | 18448.5352 | 18425.5586 | 18447.6074 | 18432.25 | 18420.8574 | Darlington C1 | 3524 | 3524 | 3524 | 3524 | 3524 | 3524 | 3524
Darlington Com 1 | 0 | 267.2503 | 118.5946 | 173.7901 | 90.988 | 248.1472 | 513.8603 | Darlington Com 1 | 0 | 17.5193 | 7.9635 | 10.541 | 5.5398 | 14.6905 | 30.114 | Darlington Com 1 | 0 | 5.09 | 2.265 | 2.935 | 1.51 | 3.92 | 7.8664 | Darlington Com 1 | 0 | 0 | 50 | 50 | 50 | 50 | 50
Dartsmouth Pow 1 | 6500.8149 | 6382.5757 | 6391.5938 | 6898.4814 | 7353.7964 | 8000.9668 | 7700.8472 | Dartsmouth Pow 1 | 430.1585 | 422.9051 | 420.7733 | 459.5459 | 482.6288 | 524.5129 | 502.976 | Dartsmouth Pow 1 | 250.6891 | 240.9208 | 234.6611 | 250.8901 | 257.9464 | 274.4316 | 257.6242 | Dartsmouth Pow 1 | 68.2 | 68.2 | 68.2 | 68.2 | 68.2 | 68.2 | 68.2
DCRRA 1 | 467.5309 | 452.8538 | 376.0777 | 502.2458 | 517.2944 | 470.679 | 502.0524 | DCRRA 1 | 29.9734 | 29.0325 | 24.1104 | 32.199 | 33.1638 | 30.1752 | 32.1866 | DCRRA 1 | 17.468 | 16.5392 | 13.4461 | 17.5791 | 17.7248 | 15.788 | 16.486 | DCRRA 1 | 8.3 | 8.3 | 8.3 | 8.3 | 8.3 | 8.3 | 8.3
Deepwater 1 | 1264.4346 | 1989.8794 | 2729.3127 | 1869.1075 | 3260.1636 | 4687.9897 | 4973.0337 | Deepwater 1 | 76.8389 | 122.8102 | 181.4511 | 123.0565 | 226.1712 | 316.7815 | 341.7976 | Deepwater 1 | 35.1135 | 54.8594 | 79.3483 | 52.6798 | 94.7848 | 129.9639 | 137.2757 | Deepwater 1 | 87 | 87 | 87 | 87 | 87 | 87 | 87
Deepwater 4 | 308.854 | 0 | 0 | 0 | 0 | 0 | 0 | Deepwater 4 | 19.578 | 0 | 0 | 0 | 0 | 0 | 0 | Deepwater 4 | 8.9466 | 0 | 0 | 0 | 0 | 0 | 0 | Deepwater 4 | 54 | 0 | 0 | 0 | 0 | 0 | 0
Deepwater 6 | 7292.1021 | 7122.3564 | 8184.0161 | 7356.2432 | 9050.0645 | 10255.9473 | 10681.2461 | Deepwater 6 | 990.5729 | 930.1224 | 1088.1334 | 982.1034 | 1199.0381 | 1350.5303 | 1385.9724 | Deepwater 6 | 452.6668 | 415.4863 | 475.8393 | 420.4332 | 502.498 | 554.0736 | 556.6463 | Deepwater 6 | 81 | 81 | 81 | 81 | 81 | 81 | 81
Deepwater GT 1 | 112.8696 | 132.549 | 157.8623 | 111.9184 | 365.0613 | 604.3997 | 625.7649 | Deepwater GT 1 | 3.458 | 4.1999 | 5.0127 | 3.6027 | 11.2624 | 19.1245 | 19.4924 | Deepwater GT 1 | 1.9877 | 2.3599 | 2.7573 | 1.94 | 5.937 | 9.8693 | 9.8474 | Deepwater GT 1 | 24 | 24 | 24 | 24 | 24 | 24 | 24
Delaware 1 | 12.123 | 18.8958 | 13.6088 | 15.2819 | 44.5558 | 79.6757 | 83.154 | Delaware 1 | 1.2796 | 1.9422 | 1.403 | 1.5966 | 4.5822 | 8.2245 | 8.5576 | Delaware 1 | 0.2924 | 0.4338 | 0.3068 | 0.3417 | 0.9602 | 1.6871 | 1.7185 | Delaware 1 | 2.7 | 2.7 | 2.7 | 2.7 | 2.7 | 2.7 | 2.7
Delaware 9 | 133.4232 | 195.0519 | 206.294 | 162.8575 | 418.326 | 910.1562 | 919.6512 | Delaware 9 | 5.225 | 7.5124 | 7.9477 | 6.3771 | 15.9448 | 34.4281 | 34.818 | Delaware 9 | 2.274 | 3.196 | 3.31 | 2.6 | 6.364 | 13.452 | 13.318 | Delaware 9 | 20 | 20 | 20 | 20 | 20 | 20 | 20
Delaware C10 | 356.7948 | 558.6544 | 519.5157 | 455.9671 | 1298.6475 | 2435.0481 | 2536.6775 | Delaware C10 | 13.9754 | 21.5143 | 19.9089 | 17.7263 | 49.3012 | 92.66 | 96.6006 | Delaware C10 | 5.9724 | 9.0018 | 8.1594 | 7.119 | 19.3338 | 35.3664 | 36.045 | Delaware C10 | 54 | 54 | 54 | 54 | 54 | 54 | 54
Delaware C7 | 11744.5889 | 13503.0742 | 16216.9814 | 15733.4326 | 21032.6914 | 26487.5352 | 27727.7695 | Delaware C7 | 960.1503 | 1081.8049 | 1298.9008 | 1271.8928 | 1733.1672 | 2199.2056 | 2326.3572 | Delaware C7 | 430.5607 | 476.566 | 559.8711 | 536.6636 | 713.2375 | 883.2151 | 908.7331 | Delaware C7 | 256 | 256 | 256 | 256 | 256 | 256 | 256
Delaware City 1 | 1002.4298 | 1146.797 | 1226.1921 | 1218.5916 | 1625.672 | 2037.4503 | 2165.2402 | Delaware City 1 | 80.1944 | 91.7438 | 98.0954 | 97.4874 | 130.0538 | 162.996 | 173.2193 | Delaware City 1 | 36.6468 | 40.982 | 42.897 | 41.7338 | 54.5035 | 66.8713 | 69.5698 | Delaware City 1 | 28.5 | 28.5 | 28.5 | 28.5 | 28.5 | 28.5 | 28.5
Delaware City 10 | 118.1745 | 201.8518 | 201.6706 | 176.2249 | 481.1871 | 847.3249 | 904.0156 | Delaware City 10 | 4.3179 | 7.2689 | 7.2696 | 6.4149 | 17.1013 | 30.0731 | 31.9701 | Delaware City 10 | 1.8792 | 3.0924 | 3.0276 | 2.6154 | 6.8256 | 11.7504 | 12.2287 | Delaware City 10 | 18 | 18 | 18 | 18 | 18 | 18 | 18
Delaware City 2 | 1134.4657 | 1379.7047 | 1517.6244 | 1374.0402 | 1811.4501 | 2332.8716 | 2384.7144 | Delaware City 2 | 96.1208 | 116.8994 | 128.585 | 116.4194 | 153.4803 | 197.6592 | 202.0516 | Delaware City 2 | 43.9248 | 52.219 | 56.23 | 49.8385 | 64.3212 | 81.0924 | 81.1497 | Delaware City 2 | 28.5 | 28.5 | 28.5 | 28.5 | 28.5 | 28.5 | 28.5
Delaware City 3 | 0 | 0 | 0 | 0 | 0 | 0 | 0 | Delaware City 3 | 0 | 0 | 0 | 0 | 0 | 0 | 0 | Delaware City 3 | 0 | 0 | 0 | 0 | 0 | 0 | 0 | Delaware City 3 | 0 | 0 | 0 | 0 | 0 | 0 | 0
Devon 11 | 95.8831 | 32.7585 | 22.8595 | 0 | 0 | 0 | 0 | Devon 11 | 4.2475 | 1.8354 | 1.1876 | 0 | 0 | 0 | 0 | Devon 11 | 1.3529 | 0.5715 | 0.362 | 0 | 0 | 0 | 0 | Devon 11 | 40.4 | 40.4 | 40.4 | 0 | 0 | 0 | 0
Devon 14 | 194.569 | 78.3736 | 70.2989 | 0 | 0 | 0 | 0 | Devon 14 | 12.1057 | 5.8765 | 5.4208 | 0 | 0 | 0 | 0 | Devon 14 | 3.8558 | 1.8297 | 1.6523 | 0 | 0 | 0 | 0 | Devon 14 | 41.8 | 41.8 | 41.8 | 0 | 0 | 0 | 0
Devon C12 | 374.7121 | 138.58 | 179.9517 | 0 | 0 | 0 | 0 | Devon C12 | 22.2933 | 10.2428 | 12.3486 | 0 | 0 | 0 | 0 | Devon C12 | 7.1453 | 3.221 | 3.7996 | 0 | 0 | 0 | 0 | Devon C12 | 82 | 82 | 82 | 0 | 0 | 0 | 0
DEVON Joint 10 | 37.1146 | 21.6581 | 18.0788 | 23.4726 | 17.9668 | 25.0636 | 19.7488 | DEVON Joint 10 | 1.5913 | 0.888 | 0.7274 | 0.9355 | 0.6872 | 0.9587 | 0.7466 | DEVON Joint 10 | 0.5069 | 0.2765 | 0.2217 | 0.2791 | 0.2007 | 0.2741 | 0.209 | DEVON Joint 10 | 19.2 | 19.2 | 19.2 | 19.2 | 19.2 | 19.2 | 19.2
DEVON Joint C7 | 15015.2891 | 9305.5 | 8157.0952 | 10202.2227 | 10126.9893 | 10140.3926 | 10887.8975 | DEVON Joint C7 | 216.81 | 123.3784 | 107.3179 | 133.8006 | 134.6214 | 135.8506 | 143.8649 | DEVON Joint C7 | 492.7501 | 280.4055 | 233.2998 | 290.8709 | 280.4612 | 277.2461 | 287.7298 | DEVON Joint C7 | 218 | 218 | 218 | 218 | 218 | 218 | 218
Dexter Corp C 1 | 9303.2422 | 9607.5879 | 9624.6982 | 9723.5781 | 9863.0205 | 10053.8135 | 10278.3799 | Dexter Corp C 1 | 465.9952 | 478.2687 | 488.6957 | 499.2105 | 509.9435 | 521.1957 | 532.1067 | Dexter Corp C 1 | 271.5741 | 272.4603 | 272.5408 | 272.545 | 272.545 | 272.6959 | 272.545 | Dexter Corp C 1 | 39 | 39 | 39 | 39 | 39 | 39 | 39
Dickerson C1 | 46163.0859 | 48051.2539 | 47415.2773 | 47931.5547 | 49297.082 | 50124.8906 | 51280.6172 | Dickerson C1 | 4045.9214 | 4176.1328 | 4270.2446 | 4348.7051 | 4486.0488 | 4596.3774 | 4718.7827 | Dickerson C1 | 3966.5898 | 3977.2695 | 3990.8826 | 3989.6379 | 4005.4006 | 3996.8496 | 3998.9688 | Dickerson C1 | 546 | 546 | 546 | 546 | 546 | 546 | 546
Dickerson CT 1 | 103.0497 | 134.5204 | 58.7055 | 46.5903 | 126.1248 | 127.9145 | 197.4754 | Dickerson CT 1 | 1.9965 | 2.513 | 1.0987 | 0.8735 | 2.3347 | 2.412 | 3.7172 | Dickerson CT 1 | 1.6588 | 2.041 | 0.8736 | 0.6799 | 1.779 | 1.7992 | 2.7144 | Dickerson CT 1 | 13 | 13 | 13 | 13 | 13 | 13 | 13
Dickerson H C1 | 2215.6792 | 2394.5527 | 1835.6615 | 1471.9917 | 3450.6946 | 3511.6184 | 5505.0762 | Dickerson H C1 | 69.9287 | 81.7684 | 64.441 | 49.3577 | 118.3838 | 123.8333 | 191.0375 | Dickerson H C1 | 57.3186 | 65.4147 | 50.3445 | 37.6776 | 88.3461 | 90.3893 | 135.4876 | Dickerson H C1 | 334 | 334 | 334 | 334 | 334 | 334 | 334
DOREEN 10 | 18.7025 | 4.6896 | 0.9887 | 5.7434 | 1.6843 | 6.7684 | 3.16 | DOREEN 10 | 1.111 | 0.2661 | 0.0553 | 0.3222 | 0.09 | 0.3667 | 0.1715 | DOREEN 10 | 0.3539 | 0.0829 | 0.0169 | 0.0961 | 0.0263 | 0.1049 | 0.048 | DOREEN 10 | 21.1 | 21.1 | 21.1 | 21.1 | 21.1 | 21.1 | 21.1
Dover (McKee C1 | 350.197 | 310.1245 | 481.263 | 295.4174 | 843.421 | 1632.3438 | 1782.5317 | Dover (McKee C1 | 6.5033 | 6.2051 | 8.5468 | 5.8825 | 18.9413 | 37.2889 | 43.9685 | Dover (McKee C1 | 3.8481 | 3.5868 | 4.8287 | 3.2681 | 10.2385 | 19.7296 | 22.6642 | Dover (McKee C1 | 34 | 34 | 34 | 34 | 34 | 34 | 34
Dover (McKee R 3 | 2160.5044 | 2889.8528 | 2819.7366 | 3043.7275 | 4499.937 | 6418.9966 | 6489.4629 | Dover (McKee R 3 | 108.2524 | 142.1477 | 140.3141 | 156.2556 | 223.339 | 313.0687 | 324.8409 | Dover (McKee R 3 | 65.0903 | 83.5493 | 80.7357 | 88.0161 | 123.1552 | 169.001 | 171.665 | Dover (McKee R 3 | 102 | 102 | 102 | 102 | 102 | 102 | 102
Dover (Van Sa 11 | 186.6023 | 291.7271 | 321.753 | 257.6112 | 720.6446 | 1377.9873 | 1409.4058 | Dover (Van Sa 11 | 10.9257 | 17.6645 | 19.4498 | 15.8648 | 43.714 | 83.0149 | 84.4834 | Dover (Van Sa 11 | 4.755 | 7.515 | 8.1004 | 6.4682 | 17.4475 | 32.4362 | 32.3152 | Dover (Van Sa 11 | 40 | 40 | 40 | 40 | 40 | 40 | 40
DRMI 1 | 924.5939 | 1074.4381 | 1325.9169 | 1064.137 | 1770.632 | 2317.7437 | 2393.2974 | DRMI 1 | 43.2425 | 50.2506 | 62.0121 | 49.7689 | 82.8111 | 108.3991 | 111.9327 | DRMI 1 | 26.001 | 29.5355 | 35.6813 | 28.0339 | 45.6643 | 58.5161 | 59.1518 | DRMI 1 | 75 | 75 | 75 | 75 | 75 | 75 | 75
DUNKIRK 1 | 9717.2559 | 9967.9805 | 9746.2813 | 9881.0557 | 10130.5049 | 10317.4365 | 10562.1055 | DUNKIRK 1 | 829.8898 | 851.0644 | 869.2338 | 888.5121 | 907.5065 | 926.0907 | 948.0363 | DUNKIRK 1 | 678.879 | 680.548 | 680.4474 | 680.8994 | 680.8179 | 680.1368 | 681.5997 | DUNKIRK 1 | 91 | 91 | 91 | 91 | 91 | 91 | 91
DUNKIRK 2 | 9793.9033 | 10046.6592 | 9874.0879 | 9990.8086 | 10246.6621 | 10459.3555 | 10705.167 | DUNKIRK 2 | 828.3533 | 849.5861 | 872.0674 | 889.7681 | 909.0432 | 929.6384 | 951.4155 | DUNKIRK 2 | 677.6219 | 679.3658 | 682.6656 | 681.8618 | 681.9708 | 682.7424 | 684.0292 | DUNKIRK 2 | 92 | 92 | 92 | 92 | 92 | 92 | 92
DUNKIRK 3 | 20143.3066 | 20672.6172 | 20209.7754 | 20490.1875 | 21018.4434 | 21381.2383 | 21902.4531 | DUNKIRK 3 | 1855.2325 | 1903.3904 | 1943.9127 | 1986.9685 | 2030.385 | 2069.75 | 2120.3196 | DUNKIRK 3 | 1517.6451 | 1522.0332 | 1521.7198 | 1522.6866 | 1523.2092 | 1520.0601 | 1524.424 | DUNKIRK 3 | 207.3 | 207.3 | 207.3 | 207.3 | 207.3 | 207.3 | 207.3
DUNKIRK 4 | 20185.084 | 20715.0859 | 20257.9707 | 20532.1563 | 21061.4961 | 21424.4004 | 21944.5352 | DUNKIRK 4 | 1816.5291 | 1863.6519 | 1903.7201 | 1945.4807 | 1987.9976 | 2026.4818 | 2075.5151 | DUNKIRK 4 | 1485.9844 | 1490.2566 | 1490.2566 | 1490.8931 | 1491.41 | 1488.283 | 1492.2112 | DUNKIRK 4 | 202.8 | 202.8 | 202.8 | 202.8 | 202.8 | 202.8 | 202.8
Dupont Maitlan 1 | 6811.0288 | 6919.2905 | 7036.4473 | 7146.1118 | 7275.4502 | 7421.6787 | 7583.623 | Dupont Maitlan 1 | 177.1929 | 181.668 | 185.6996 | 189.5846 | 193.7742 | 197.8244 | 202.0776 | Dupont Maitlan 1 | 157.9954 | 158.3439 | 158.4511 | 158.3613 | 158.4541 | 158.3613 | 158.3613 | Dupont Maitlan 1 | 20 | 20 | 20 | 20 | 20 | 20 | 20
E NORTHPORT 1 | 13.6127 | 17.4176 | 14.4345 | 19.5116 | 20.0204 | 18.9615 | 23.208 | E NORTHPORT 1 | 2.3044 | 2.9485 | 2.4435 | 3.303 | 3.3891 | 3.2099 | 3.9287 | E NORTHPORT 1 | 0.5086 | 0.6361 | 0.5161 | 0.6829 | 0.686 | 0.636 | 0.7621 | E NORTHPORT 1 | 0.9 | 0.9 | 0.9 | 0.9 | 0.9 | 0.9 | 0.9
Eagle Point 1 | 13692.498 | 15266.0967 | 16135.8301 | 17648.9316 | 20481.1855 | 23186.1289 | 24340.1582 | Eagle Point 1 | 591.892 | 679.0629 | 727.4919 | 803.0522 | 941.2963 | 1064.1432 | 1111.3368 | Eagle Point 1 | 540.9595 | 606.6757 | 636.2626 | 687.5647 | 788.965 | 873.1586 | 892.6895 | Eagle Point 1 | 220 | 220 | 220 | 220 | 220 | 220 | 220
Easrpoty Dsl 1 | 7.3827 | 0.8388 | 0.1981 | 1.9343 | 0.2297 | 2.313 | 0.2275 | Easrpoty Dsl 1 | 0.5355 | 0.0564 | 0.0136 | 0.1326 | 0.0152 | 0.1519 | 0.0153 | Easrpoty Dsl 1 | 0.1706 | 0.0176 | 0.0041 | 0.0396 | 0.0044 | 0.0434 | 0.0043 | Easrpoty Dsl 1 | 4 | 4 | 4 | 4 | 4 | 4 | 4
East Hampton 1 | 35.699 | 41.4159 | 26.309 | 74.4823 | 140.1903 | 117.1243 | 102.2769 | East Hampton 1 | 2.4337 | 2.8453 | 1.7931 | 5.1957 | 9.771 | 8.0698 | 7.0438 | East Hampton 1 | 0.5425 | 0.62 | 0.3825 | 1.085 | 1.9975 | 1.615 | 1.38 | East Hampton 1 | 25 | 25 | 25 | 25 | 25 | 25 | 25
East Hampton C2 | 6.0879 | 12.1032 | 5.2911 | 15.997 | 27.2407 | 21.5996 | 18.6877 | East Hampton C2 | 0.5022 | 0.9697 | 0.4305 | 1.3094 | 2.2046 | 1.7625 | 1.517 | East Hampton C2 | 0.1116 | 0.2108 | 0.0918 | 0.2728 | 0.449 | 0.3504 | 0.294 | East Hampton C2 | 6 | 6 | 6 | 6 | 6 | 6 | 6
East River 6 | 656.6473 | 1430.2938 | 2247.626 | 3088.9424 | 2489.4736 | 2718.9609 | 3068.4243 | East River 6 | 44.9767 | 106.0705 | 158.5148 | 218.5308 | 177.4722 | 192.6481 | 231.5753 | East River 6 | 20.0519 | 46.2261 | 67.6276 | 91.2702 | 72.5618 | 77.1088 | 90.7388 | East River 6 | 134 | 134 | 134 | 134 | 134 | 134 | 134
East River 7 | 4713.998 | 7506.0571 | 6540.9751 | 9697.8809 | 9633.9883 | 8805.2461 | 10008.5391 | East River 7 | 406.9956 | 634.1584 | 558.8455 | 810.0338 | 829.1403 | 745.5457 | 881.3807 | East River 7 | 181.4504 | 276.3698 | 238.4219 | 338.3134 | 339.0046 | 298.4101 | 345.3539 | East River 7 | 175 | 175 | 175 | 175 | 175 | 175 | 175
Easton 2 25 | 100.1892 | 125.3736 | 133.9147 | 140.6236 | 211.5388 | 318.5044 | 348.4408 | Easton 2 25 | 16.1461 | 19.9149 | 21.2978 | 22.4805 | 34.0685 | 51.3857 | 56.4029 | Easton 2 25 | 3.6892 | 4.448 | 4.6568 | 4.8119 | 7.1388 | 10.5408 | 11.3265 | Easton 2 25 | 6.3 | 6.3 | 6.3 | 6.3 | 6.3 | 6.3 | 6.3
Easton Munic C13 | 36.0248 | 58.3028 | 54.8372 | 51.4974 | 137.3048 | 239.4534 | 242.3674 | Easton Munic C13 | 5.1725 | 8.5394 | 8.1354 | 7.7536 | 20.2742 | 35.4683 | 35.9526 | Easton Munic C13 | 1.165 | 1.8809 | 1.7533 | 1.6358 | 4.1802 | 7.1365 | 7.0495 | Easton Munic C13 | 11.2 | 11.2 | 11.2 | 11.2 | 11.2 | 11.2 | 11.2
Easton Munic C23 | 550.6467 | 612.5875 | 672.7769 | 694.5617 | 890.1337 | 962.2933 | 1011.2026 | Easton Munic C23 | 110.2885 | 121.2214 | 133.7868 | 138.6864 | 179.4069 | 195.1143 | 206.7288 | Easton Munic C23 | 24.8398 | 26.7007 | 28.8334 | 29.2587 | 36.9911 | 39.2584 | 40.5351 | Easton Munic C23 | 12.6 | 12.6 | 12.6 | 12.6 | 12.6 | 12.6 | 12.6
Easton Munici 10 | 0.8357 | 0 | 0 | 0 | 0 | 0 | 0 | Easton Munici 10 | 0.0928 | 0 | 0 | 0 | 0 | 0 | 0 | Easton Munici 10 | 0.0213 | 0 | 0 | 0 | 0 | 0 | 0 | Easton Munici 10 | 3.5 | 0 | 0 | 0 | 0 | 0 | 0
Easton Munici 11 | 16.0254 | 2.2775 | 0 | 0 | 0 | 0 | 0 | Easton Munici 11 | 1.7728 | 0.2408 | 0 | 0 | 0 | 0 | 0 | Easton Munici 11 | 0.4061 | 0.0539 | 0 | 0 | 0 | 0 | 0 | Easton Munici 11 | 3.6 | 3.6 | 0 | 0 | 0 | 0 | 0
Easton Munici 12 | 13.6988 | 19.4718 | 2.4103 | 0 | 0 | 0 | 0 | Easton Munici 12 | 1.9855 | 2.9065 | 0.3248 | 0 | 0 | 0 | 0 | Easton Munici 12 | 0.4548 | 0.6508 | 0.0712 | 0 | 0 | 0 | 0 | Easton Munici 12 | 4.1 | 4.1 | 4.1 | 0 | 0 | 0 | 0
Easton Munici 21 | 260.7676 | 305.787 | 332.018 | 325.9633 | 429.2716 | 501.8021 | 524.5618 | Easton Munici 21 | 50.0371 | 57.9547 | 63.1929 | 62.2934 | 82.7187 | 96.8742 | 101.5955 | Easton Munici 21 | 11.4615 | 12.9766 | 13.8517 | 13.3672 | 17.3765 | 19.9218 | 20.453 | Easton Munici 21 | 6.3 | 6.3 | 6.3 | 6.3 | 6.3 | 6.3 | 6.3
Easton Municip 8 | 0.9685 | 0 | 0 | 0 | 0 | 0 | 0 | Easton Municip 8 | 0.1056 | 0 | 0 | 0 | 0 | 0 | 0 | Easton Municip 8 | 0.0242 | 0 | 0 | 0 | 0 | 0 | 0 | Easton Municip 8 | 2 | 0 | 0 | 0 | 0 | 0 | 0
Easton Municip 9 | 10.5615 | 2.7839 | 0 | 0 | 0 | 0 | 0 | Easton Municip 9 | 1.1726 | 0.3004 | 0 | 0 | 0 | 0 | 0 | Easton Municip 9 | 0.2686 | 0.0673 | 0 | 0 | 0 | 0 | 0 | Easton Municip 9 | 2.5 | 2.5 | 0 | 0 | 0 | 0 | 0
EBENEZER OIL 1 | 0.2986 | 0.1164 | 0.1544 | 0.6075 | 0.7945 | 0.4964 | 0.9811 | EBENEZER OIL 1 | 0.0329 | 0.0185 | 0.0252 | 0.0804 | 0.1125 | 0.0754 | 0.1433 | EBENEZER OIL 1 | 0.0073 | 0.004 | 0.0053 | 0.0166 | 0.0228 | 0.0149 | 0.0278 | EBENEZER OIL 1 | 0.3 | 0.3 | 0.3 | 0.3 | 0.3 | 0.3 | 0.3
Ebensburg 1 | 4235.9414 | 4504.2144 | 4618.2866 | 4961.3315 | 5634.0439 | 6052.7998 | 6234.0732 | Ebensburg 1 | 437.731 | 458.6388 | 488.5728 | 530.1577 | 600.3386 | 646.6036 | 665.3174 | Ebensburg 1 | 263.2 | 269.5714 | 281.1215 | 298.6286 | 331.0429 | 349.05 | 351.5929 | Ebensburg 1 | 50 | 50 | 50 | 50 | 50 | 50 | 50
ECAR-OffPk 1 | 195508.3125 | 207599.4844 | 199413.1094 | 220895.2813 | 246540.2031 | 257684.5313 | 279467.9063 | ECAR-OffPk 1 | 0 | 0 | 0 | 0 | 0 | 0 | 0 | ECAR-OffPk 1 | 13043.2363 | 13629.2334 | 12944.6143 | 14210.0674 | 15618.6748 | 16132.8154 | 17304.2656 | ECAR-OffPk 1 | 3000 | 3000 | 3000 | 3000 | 3000 | 3000 | 3000
ECAR-OnPk 1 | 15941.9189 | 23200.2324 | 13259.9443 | 19922.5469 | 27764.209 | 23454.7578 | 34400.5078 | ECAR-OnPk 1 | 0 | 0 | 0 | 0 | 0 | 0 | 0 | ECAR-OnPk 1 | 750.6382 | 1079.9958 | 623.5418 | 923.2462 | 1247.7217 | 1020.4832 | 1495.317 | ECAR-OnPk 1 | 3000 | 3000 | 3000 | 3000 | 3000 | 3000 | 3000
Eddystone 1 | 25127.8789 | 26263.5449 | 25911.248 | 26308.8828 | 27493.0137 | 28047.9648 | 28671.7227 | Eddystone 1 | 4402.623 | 4535.6904 | 4649.7227 | 4771.7842 | 4980.4307 | 5093.9136 | 5201.9395 | Eddystone 1 | 2011.8878 | 2026.0957 | 2033.3177 | 2042.7754 | 2087.2202 | 2089.8479 | 2089.2478 | Eddystone 1 | 288 | 288 | 288 | 288 | 288 | 288 | 288
Eddystone 10 | 109.2128 | 174.2027 | 185.951 | 152.7775 | 473.6053 | 766.9258 | 776.2886 | Eddystone 10 | 7.9803 | 12.5964 | 13.3364 | 11.1676 | 33.6391 | 54.322 | 54.9341 | Eddystone 10 | 1.8234 | 2.8134 | 2.916 | 2.3904 | 7.0488 | 11.1432 | 11.0316 | Eddystone 10 | 18 | 18 | 18 | 18 | 18 | 18 | 18
Eddystone 2 | 27003.9297 | 28250.8926 | 27705.0449 | 28244.0215 | 29391.332 | 29962.957 | 30637.5117 | Eddystone 2 | 4789.0835 | 4938.8389 | 5029.9761 | 5183.4019 | 5384.9146 | 5503.7324 | 5622.0273 | Eddystone 2 | 2188.49 | 2206.1826 | 2199.6021 | 2218.9863 | 2256.7334 | 2257.9814 | 2257.967 | Eddystone 2 | 311 | 311 | 311 | 311 | 311 | 311 | 311
Eddystone 20 | 122.1351 | 191.8679 | 189.2843 | 135.2762 | 408.495 | 817.8666 | 877.2967 | Eddystone 20 | 8.9572 | 13.8455 | 13.6081 | 9.8642 | 29.2065 | 57.9315 | 62.007 | Eddystone 20 | 2.0466 | 3.0924 | 2.9754 | 2.1114 | 6.12 | 11.8836 | 12.4519 | Eddystone 20 | 18 | 18 | 18 | 18 | 18 | 18 | 18
Eddystone 3 | 16293.2393 | 20140.1895 | 18354.0098 | 21774.9434 | 25058.3223 | 33890.7383 | 33007.9688 | Eddystone 3 | 1114.0553 | 1402.6345 | 1311.6123 | 1549.7836 | 1761.9877 | 2335.9766 | 2322.7527 | Eddystone 3 | 509.0952 | 626.5577 | 573.5663 | 663.4542 | 738.4214 | 958.3663 | 932.8839 | Eddystone 3 | 380 | 380 | 380 | 380 | 380 | 380 | 380
Eddystone 30 | 133.4232 | 184.3544 | 198.8406 | 151.6659 | 399.3393 | 902.6497 | 908.1044 | Eddystone 30 | 9.9524 | 13.4945 | 14.5713 | 11.2872 | 28.9202 | 65.0021 | 65.4336 | Eddystone 30 | 2.274 | 3.014 | 3.186 | 2.416 | 6.06 | 13.334 | 13.14 | Eddystone 30 | 20 | 20 | 20 | 20 | 20 | 20 | 20
Eddystone 4 | 11292.0771 | 11007.9541 | 13156.0322 | 16104.1201 | 20063.4043 | 26791.7754 | 29327.627 | Eddystone 4 | 747.7125 | 719.5638 | 878.5615 | 1102.9486 | 1359.1934 | 1749.5424 | 1934.6659 | Eddystone 4 | 341.6858 | 321.4296 | 384.1938 | 472.1664 | 569.6167 | 717.7737 | 777.0172 | Eddystone 4 | 380 | 380 | 380 | 380 | 380 | 380 | 380
Eddystone 40 | 133.4232 | 209.548 | 209.4348 | 183.0243 | 496.041 | 890.0031 | 948.8372 | Eddystone 40 | 9.9524 | 15.3839 | 15.3854 | 13.5764 | 35.9069 | 64.2514 | 68.3617 | Eddystone 40 | 2.274 | 3.436 | 3.364 | 2.906 | 7.524 | 13.18 | 13.728 | Eddystone 40 | 20 | 20 | 20 | 20 | 20 | 20 | 20
EDGAR JET C1 | 53.1472 | 11.2291 | 1.5374 | 18.8396 | 4.9323 | 14.4945 | 0 | EDGAR JET C1 | 1.3086 | 0.3471 | 0.0548 | 0.5668 | 0.1195 | 0.4103 | 0 | EDGAR JET C1 | 0.4194 | 0.1091 | 0.0169 | 0.1707 | 0.0351 | 0.1176 | 0 | EDGAR JET C1 | 30 | 30 | 30 | 30 | 30 | 30 | 0
Edge Moor 10 | 104.3116 | 165.0611 | 186.2538 | 150.9878 | 457.5723 | 793.1293 | 845.7322 | Edge Moor 10 | 6.4664 | 10.0345 | 11.3401 | 9.295 | 27.6129 | 47.7644 | 50.8081 | Edge Moor 10 | 1.4775 | 2.2412 | 2.4795 | 1.9896 | 5.7861 | 9.798 | 10.203 | Edge Moor 10 | 15 | 15 | 15 | 15 | 15 | 15 | 15
Edge Moor 3 | 7624.1519 | 8123.2729 | 8166.1504 | 8928.9336 | 9627.9531 | 10535.2256 | 10747.4893 | Edge Moor 3 | 997.5268 | 1022.4976 | 1046.3237 | 1146.9637 | 1225.3269 | 1329.1418 | 1335.1102 | Edge Moor 3 | 474.8381 | 475.7816 | 476.6208 | 511.4678 | 534.9119 | 568.0195 | 558.561 | Edge Moor 3 | 84 | 84 | 84 | 84 | 84 | 84 | 84
Edge Moor 4 | 15000.5645 | 15994.7598 | 17226.9199 | 17084.2363 | 19230.1328 | 20194.1563 | 21226.4297 | Edge Moor 4 | 2083.7971 | 2138.1169 | 2343.5508 | 2328.2661 | 2595.9395 | 2703.6758 | 2799.2832 | Edge Moor 4 | 991.9196 | 994.8941 | 1067.5331 | 1038.2483 | 1133.2476 | 1155.4375 | 1171.1172 | Edge Moor 4 | 167 | 167 | 167 | 167 | 167 | 167 | 167
Edge Moor 5 | 49026.2031 | 50640.5547 | 50368.9297 | 53158.957 | 59327 | 63036.8984 | 66151.7109 | Edge Moor 5 | 2614.3955 | 2670.9902 | 2682.2251 | 2843.8977 | 3232.2507 | 3458.9426 | 3650.4197 | Edge Moor 5 | 2172.2051 | 2169.3325 | 2132.6064 | 2213.5593 | 2462.8831 | 2580.1431 | 2665.6604 | Edge Moor 5 | 445 | 445 | 445 | 445 | 445 | 445 | 445
Edison C1 | 2916.9585 | 4402.6094 | 4215.7593 | 3924.6577 | 11294.3789 | 19288.9609 | 19415.6484 | Edison C1 | 273.0618 | 425.1966 | 405.2234 | 387.3064 | 1079.0806 | 1855.4337 | 1870.5598 | Edison C1 | 61.3622 | 93.4498 | 87.1448 | 81.5382 | 222.033 | 372.5771 | 366.0587 | Edison C1 | 582 | 582 | 582 | 582 | 582 | 582 | 582
Eldred 1-3 13 | 8.3639 | 1.2012 | 0.1956 | 3.1363 | 0.2268 | 2.2836 | 0.2246 | Eldred 1-3 13 | 0.6135 | 0.083 | 0.0136 | 0.2193 | 0.0152 | 0.1519 | 0.0153 | Eldred 1-3 13 | 0.1954 | 0.0259 | 0.0041 | 0.0654 | 0.0044 | 0.0434 | 0.0043 | Eldred 1-3 13 | 8.8 | 8.8 | 8.8 | 8.8 | 8.8 | 8.8 | 8.8
ELLICOTVILLE E 1 | 5.2305 | 7.5211 | 10.8448 | 30.8586 | 42.0193 | 58.6236 | 72.1852 | ELLICOTVILLE E 1 | 0.2901 | 0.5352 | 0.7468 | 2.0625 | 2.9065 | 4.2429 | 5.0315 | ELLICOTVILLE E 1 | 0.1307 | 0.2356 | 0.3218 | 0.8701 | 1.2004 | 1.7154 | 1.9914 | ELLICOTVILLE E 1 | 4.6 | 4.6 | 4.6 | 4.6 | 4.6 | 4.6 | 4.6
EMI_CC 1 | 0 | 44157.7969 | 44840.8438 | 47592.8008 | 47487.918 | 47892.8672 | 49150.5703 | EMI_CC 1 | 0 | 4747.4233 | 4880.3994 | 5203.3369 | 5222.8838 | 5271.7407 | 5402.7769 | EMI_CC 1 | 0 | 1927.9834 | 1940.2705 | 2025.1188 | 1989.9423 | 1966.2822 | 1972.7429 | EMI_CC 1 | 0 | 265 | 265 | 265 | 265 | 265 | 265
EMI_CC 2 | 0 | 21758.4805 | 21417.6699 | 22799.0313 | 22239.7227 | 22707.1289 | 22805.6055 | EMI_CC 2 | 0 | 2135.9812 | 2113.3918 | 2262.5361 | 2212.718 | 2273.8264 | 2265.2883 | EMI_CC 2 | 0 | 867.4463 | 840.2083 | 880.5704 | 843.0557 | 848.1039 | 827.136 | EMI_CC 2 | 0 | 165 | 165 | 165 | 165 | 165 | 165
En Androscogin 1 | 21544.8203 | 21265.1387 | 21657.4375 | 24001.4766 | 23750.5898 | 24091.3242 | 23968.0469 | En Androscogin 1 | 2566.4368 | 2495.731 | 2555.7107 | 2828.3486 | 2810.7029 | 2851.2754 | 2824.1804 | En Androscogin 1 | 980.933 | 932.4614 | 934.7737 | 1012.7199 | 985.2195 | 978.4054 | 948.7104 | En Androscogin 1 | 157 | 157 | 157 | 157 | 157 | 157 | 157
En Berkshire 1 | 0 | 40027.8828 | 43300.6719 | 45441.3008 | 45545.6406 | 46043.9961 | 45686.1523 | En Berkshire 1 | 0 | 4691.1685 | 5078.54 | 5356.9946 | 5371.0059 | 5474.001 | 5412.8584 | En Berkshire 1 | 0 | 1752.7266 | 1857.521 | 1918.1279 | 1882.6676 | 1878.3845 | 1818.3102 | En Berkshire 1 | 0 | 276 | 276 | 276 | 276 | 276 | 276
En Brayton Poi 1 | 0 | 0 | 73889.8359 | 79291.5938 | 77053.1406 | 78528.6172 | 78540.7344 | En Brayton Poi 1 | 0 | 0 | 8716.4033 | 9375.249 | 9126.8467 | 9322.6367 | 9263.4082 | En Brayton Poi 1 | 0 | 0 | 3188.1011 | 3356.9067 | 3199.1809 | 3199.0308 | 3111.803 | En Brayton Poi 1 | 0 | 0 | 477 | 477 | 477 | 477 | 477
En Bridgeport 1 | 97783.0234 | 100108.6016 | 104220.4766 | 107355.9922 | 105562.8281 | 104995.4375 | 106571.1719 | En Bridgeport 1 | 11507.3652 | 11655.6084 | 12241.957 | 12704.7061 | 12473.6553 | 12468.376 | 12578.5 | En Bridgeport 1 | 4398.2983 | 4354.7988 | 4477.603 | 4549.0537 | 4372.3188 | 4278.48 | 4225.4224 | En Bridgeport 1 | 670 | 670 | 670 | 670 | 670 | 670 | 670
En EMI Tiverto 1 | 0 | 34613.7852 | 37679.5352 | 39838.9883 | 38276.6133 | 39668.4844 | 40864.6602 | En EMI Tiverto 1 | 0 | 4047.1191 | 4442.4443 | 4709.1963 | 4531.4307 | 4691.0049 | 4811.0215 | En EMI Tiverto 1 | 0 | 1512.0951 | 1624.8629 | 1686.177 | 1588.3761 | 1609.702 | 1616.1383 | En EMI Tiverto 1 | 0 | 265 | 265 | 265 | 265 | 265 | 265
En Hazelton 1 | 4047.314 | 6538.2974 | 6188.2944 | 5831.3486 | 8819.7803 | 10397.7744 | 10682.7734 | En Hazelton 1 | 462.2065 | 761.2909 | 735.4031 | 691.9601 | 1063.6265 | 1243.3727 | 1272.2753 | En Hazelton 1 | 176.6627 | 284.4355 | 268.9801 | 247.7636 | 372.8268 | 426.6591 | 427.3881 | En Hazelton 1 | 120 | 120 | 120 | 120 | 120 | 120 | 120
En Intl Paper 1 | 0 | 0 | 23372.0938 | 23523.8242 | 23668.418 | 23645.6855 | 24980.4668 | En Intl Paper 1 | 0 | 0 | 2739.6667 | 2800.209 | 2816.8289 | 2814.2222 | 2953.6709 | En Intl Paper 1 | 0 | 0 | 1002.0571 | 1002.6442 | 987.3667 | 965.6906 | 992.2093 | En Intl Paper 1 | 0 | 0 | 150 | 150 | 150 | 150 | 150
En Lake Road 1 | 0 | 0 | 116641.4453 | 119878.6641 | 115677.7656 | 118387.8281 | 121042.0547 | En Lake Road 1 | 0 | 0 | 13687.2646 | 14194.2822 | 13681.2178 | 14064.6279 | 14264.8047 | En Lake Road 1 | 0 | 0 | 5006.2373 | 5082.4111 | 4795.5981 | 4826.228 | 4791.8926 | En Lake Road 1 | 0 | 0 | 810 | 810 | 810 | 810 | 810
Encogen 4 prtn 1 | 3297.9392 | 4524.4839 | 4379.4951 | 5246.0171 | 5936.8823 | 5396.7944 | 5791.4268 | Encogen 4 prtn 1 | 680.3813 | 968.1914 | 944.2177 | 1125.7008 | 1280.3905 | 1174.1915 | 1243.4253 | Encogen 4 prtn 1 | 150.9123 | 209.9219 | 200.4151 | 233.9068 | 260.4498 | 233.8202 | 242.3955 | Encogen 4 prtn 1 | 63.5 | 63.5 | 63.5 | 63.5 | 63.5 | 63.5 | 63.5
ENERGY TACTICS 1 | 24.4158 | 29.8437 | 30.8512 | 40.7754 | 42.1421 | 33.8681 | 44.8152 | ENERGY TACTICS 1 | 4.1332 | 5.0521 | 5.2226 | 6.9026 | 7.134 | 5.7333 | 7.5865 | ENERGY TACTICS 1 | 0.9122 | 1.09 | 1.103 | 1.4272 | 1.444 | 1.136 | 1.4716 | ENERGY TACTICS 1 | 2.2 | 2.2 | 2.2 | 2.2 | 2.2 | 2.2 | 2.2
Enosburg Dsl 1 1 | 5.3211 | 0.8928 | 0.5279 | 1.6141 | 0.1433 | 1.4428 | 0.1419 | Enosburg Dsl 1 1 | 0.5342 | 0.0846 | 0.0495 | 0.1528 | 0.0131 | 0.1315 | 0.0133 | Enosburg Dsl 1 1 | 0.1179 | 0.0183 | 0.0105 | 0.0316 | 0.0027 | 0.0261 | 0.0026 | Enosburg Dsl 1 1 | 0.9 | 0.9 | 0.9 | 0.9 | 0.9 | 0.9 | 0.9
ENRGY INIT-OND 1 | 737.5417 | 1293.0774 | 1131.1729 | 2496.4517 | 2832.3232 | 2249.6157 | 2129.7778 | ENRGY INIT-OND 1 | 136.9929 | 255.3042 | 222.1612 | 485.916 | 557.9599 | 451.587 | 406.3624 | ENRGY INIT-OND 1 | 30.3858 | 55.3547 | 47.1549 | 100.9674 | 113.497 | 89.9259 | 79.217 | ENRGY INIT-OND 1 | 79.5 | 79.5 | 79.5 | 79.5 | 79.5 | 79.5 | 79.5
Essex 10 | 973.2241 | 1550.2903 | 1679.5941 | 1342.1671 | 4196.6709 | 6600.6011 | 6751.2676 | Essex 10 | 83.3779 | 135.7607 | 146.4875 | 120.3622 | 362.5543 | 580.0182 | 586.6923 | Essex 10 | 19.0508 | 30.3222 | 32.0294 | 25.7632 | 75.9704 | 118.9802 | 117.8162 | Essex 10 | 194 | 194 | 194 | 194 | 194 | 194 | 194
Essex 9 | 392.7101 | 570.7933 | 597.5923 | 406.0884 | 1263.4021 | 2617.0566 | 2793.1868 | Essex 9 | 45.0169 | 67.7044 | 70.6305 | 49.618 | 147.9965 | 309.8811 | 326.7456 | Essex 9 | 10.2858 | 15.1218 | 15.4433 | 10.6206 | 31.0115 | 63.5665 | 65.6152 | Essex 9 | 93 | 93 | 93 | 93 | 93 | 93 | 93
Essex C11 | 2350.3818 | 3433.8987 | 2725.8264 | 3000.407 | 8719.6582 | 15121.3613 | 15242.3125 | Essex C11 | 208.6801 | 313.6879 | 247.3372 | 280.0467 | 788.8129 | 1378.9279 | 1394.8824 | Essex C11 | 46.8944 | 68.9424 | 53.1908 | 58.9572 | 162.3072 | 276.8932 | 272.9711 | Essex C11 | 424 | 424 | 424 | 424 | 424 | 424 | 424
Essex County R 1 | 791.705 | 818.982 | 923.1452 | 843.1213 | 1414.2281 | 2033.7533 | 2033.1421 | Essex County R 1 | 37.0274 | 38.3032 | 43.1748 | 39.4321 | 66.1424 | 95.1171 | 95.0885 | Essex County R 1 | 22.2639 | 22.5132 | 24.8425 | 22.2114 | 36.4727 | 51.3462 | 50.2504 | Essex County R 1 | 65 | 65 | 65 | 65 | 65 | 65 | 65
Essex Dsl 1 | 7.9449 | 1.735 | 0.2089 | 3.349 | 0.2422 | 2.206 | 0 | Essex Dsl 1 | 0.5476 | 0.1115 | 0.0136 | 0.2193 | 0.0152 | 0.1369 | 0 | Essex Dsl 1 | 0.1744 | 0.0347 | 0.0041 | 0.0654 | 0.0044 | 0.0391 | 0 | Essex Dsl 1 | 4.4 | 4.4 | 4.4 | 4.4 | 4.4 | 4.4 | 4.4
Exeter Energy 1 | 5123.2607 | 5312.144 | 5482.6631 | 5656.6216 | 5836.0317 | 6024.3413 | 6211.0029 | Exeter Energy 1 | 308.1622 | 316.2924 | 323.2595 | 330.2095 | 337.3091 | 344.7447 | 351.9693 | Exeter Energy 1 | 179.5917 | 180.1857 | 180.2786 | 180.2786 | 180.2786 | 180.3746 | 180.2786 | Exeter Energy 1 | 26 | 26 | 26 | 26 | 26 | 26 | 26
F ECAR OES | -44907.8164 | -45893.1172 | -47001.0039 | -48027.0781 | -49132.0117 | -50267.4297 | -51701.5313 | F ECAR OES | 0 | 0 | 0 | 0 | 0 | 0 | 0 | F ECAR OES | -3935.8335 | -3935.9465 | -3946.3489 | -3946.3489 | -3946.3489 | -3936.3669 | -3946.675 | F ECAR OES | -450 | -450 | -450 | -450 | -450 | -450 | -450
F HYQB HYQB | 0 | 0 | 0 | 0 | 0 | 0 | 0 | F HYQB HYQB | 0 | 0 | 0 | 0 | 0 | 0 | 0 | F HYQB HYQB | -9653.1943 | -7564.7104 | -2686.9717 | -2686.9717 | -2685.5581 | -3679.7388 | -1635.5093 | F HYQB HYQB | -829 | -829 | -310 | -310 | -310 | -310 | -310
F NB-NS NBPC | 0 | 0 | 0 | 0 | 0 | 0 | 0 | F NB-NS NBPC | 0 | 0 | 0 | 0 | 0 | 0 | 0 | F NB-NS NBPC | -2581.8481 | -2583.5735 | -2588.3118 | -2390.5186 | -1580.7386 | -1576.4396 | -1581.4094 | F NB-NS NBPC | -331 | -331 | -331 | -331 | -200 | -200 | -200
F NEPOOL VTGP | 0 | 0 | 0 | 0 | 0 | 0 | 0 | F NEPOOL VTGP | 0 | 0 | 0 | 0 | 0 | 0 | 0 | F NEPOOL VTGP | -191.3223 | -187.8791 | -187.982 | -187.982 | -187.982 | -185.3313 | -191.8465 | F NEPOOL VTGP | -27 | -27 | -27 | -27 | -27 | -27 | -27
F NYPP-E NEYE | 0 | 0 | 0 | 0 | 0 | 0 | 0 | F NYPP-E NEYE | 0 | 0 | 0 | 0 | 0 | 0 | 0 | F NYPP-E NEYE | -945.6118 | -946.9298 | -947.7606 | -948.4351 | -948.1393 | -910.4979 | -913.9312 | F NYPP-E NEYE | -135 | -135 | -135 | -135 | -135 | -130 | -130
F NYPP-E NYPOOL | 0 | 0 | 0 | 0 | 0 | 0 | 0 | F NYPP-E NYPOOL | 0 | 0 | 0 | 0 | 0 | 0 | 0 | F NYPP-E NYPOOL | -798.5001 | -799.6105 | -800.3074 | -800.8745 | -800.6328 | -798.3858 | -801.3984 | F NYPP-E NYPOOL | -114 | -114 | -114 | -114 | -114 | -114 | -114
F NYPP-E POAS | 0 | 0 | 0 | 0 | 0 | 0 | 0 | F NYPP-E POAS | 0 | 0 | 0 | 0 | 0 | 0 | 0 | F NYPP-E POAS | -184.3064 | -180.9806 | -181.0841 | -181.0841 | -181.0841 | -178.4264 | -184.8113 | F NYPP-E POAS | -26 | -26 | -26 | -26 | -26 | -26 | -26
F NYPP-W NIMP | 0 | 0 | 0 | 0 | 0 | 0 | 0 | F NYPP-W NIMP | 0 | 0 | 0 | 0 | 0 | 0 | 0 | F NYPP-W NIMP | -707.9144 | -710.6445 | -711.5844 | -712.0673 | -711.8627 | -394.0338 | -396.1361 | F NYPP-W NIMP | -134.45 | -134.45 | -134.45 | -134.45 | -134.45 | -89.45 | -89.45
F NYPP-W POAS | 0 | 0 | 0 | 0 | 0 | 0 | 0 | F NYPP-W POAS | 0 | 0 | 0 | 0 | 0 | 0 | 0 | F NYPP-W POAS | -3428.6406 | -3435.2 | -3437.7063 | -3437.7063 | -3437.4719 | -3427.8062 | -3441.8118 | F NYPP-W POAS | -523 | -523 | -523 | -523 | -523 | -523 | -523
F ONHY ONHY | 0 | 0 | 0 | 0 | 0 | 0 | 0 | F ONHY ONHY | 0 | 0 | 0 | 0 | 0 | 0 | 0 | F ONHY ONHY | -379.3318 | -379.0846 | -378.6682 | -378.6682 | -377.8236 | -377.676 | -380.6677 | F ONHY ONHY | -54 | -54 | -54 | -54 | -54 | -54 | -54
F PJM-Ce PP&L | 0 | 0 | 0 | 0 | 0 | 0 | 0 | F PJM-Ce PP&L | 0 | 0 | 0 | 0 | 0 | 0 | 0 | F PJM-Ce PP&L | 0 | 0 | 0 | 0 | 0 | 0 | 0 | F PJM-Ce PP&L | 0 | 0 | 0 | 0 | 0 | 0 | 0
F PJM-Ea PSE&G | 0 | 0 | 0 | 0 | 0 | 0 | 0 | F PJM-Ea PSE&G | 0 | 0 | 0 | 0 | 0 | 0 | 0 | F PJM-Ea PSE&G | -1233.9425 | -1233.8143 | 0 | 0 | 0 | 0 | 0 | F PJM-Ea PSE&G | 0 | 0 | 0 | 0 | 0 | 0 | 0
Falls C1 | 378.1568 | 585.2362 | 561.6022 | 517.6827 | 1374.801 | 2627.3005 | 2652.9802 | Falls C1 | 28.4533 | 43.5981 | 41.8221 | 39.0735 | 101.1852 | 193.463 | 195.8765 | Falls C1 | 6.394 | 9.582 | 8.994 | 8.226 | 20.82 | 38.848 | 38.332 | Falls C1 | 60 | 60 | 60 | 60 | 60 | 60 | 60
FAR ROCKAWAY 4 | 1548.7809 | 2337.0576 | 3399.9556 | 3446.3979 | 4004.8655 | 4168.7969 | 4132.9614 | FAR ROCKAWAY 4 | 48.0045 | 72.422 | 108.4985 | 104.5097 | 126.2799 | 132.7603 | 136.3179 | FAR ROCKAWAY 4 | 52.1995 | 76.9802 | 112.9 | 106.4605 | 125.9297 | 129.6056 | 130.2776 | FAR ROCKAWAY 4 | 108 | 108 | 108 | 108 | 108 | 108 | 108
Fishbach C1 | 268.66 | 336.1817 | 139.8496 | 134.4084 | 356.2725 | 392.902 | 599.3279 | Fishbach C1 | 19.9689 | 24.2178 | 10.2281 | 9.7043 | 25.3021 | 28.882 | 43.9664 | Fishbach C1 | 4.4874 | 5.3226 | 2.1996 | 2.043 | 5.2062 | 5.7996 | 8.604 | Fishbach C1 | 36 | 36 | 36 | 36 | 36 | 36 | 36
FITCHBURG 7 | 108.542 | 20.3938 | 2.3467 | 39.3358 | 2.721 | 22.8847 | 2.6942 | FITCHBURG 7 | 4.025 | 0.7805 | 0.0951 | 1.5349 | 0.1061 | 0.8463 | 0.1072 | FITCHBURG 7 | 1.282 | 0.243 | 0.029 | 0.458 | 0.031 | 0.242 | 0.03 | FITCHBURG 7 | 26.4 | 26.4 | 26.4 | 26.4 | 26.4 | 26.4 | 26.4
Flagg/Hartford 1 | 2586.281 | 2670.2661 | 2675.2837 | 2703.1514 | 2741.8057 | 2792.9304 | 2856.8323 | Flagg/Hartford 1 | 166.6669 | 170.9506 | 174.56 | 178.3276 | 182.1617 | 186.0802 | 190.0735 | Flagg/Hartford 1 | 75.0555 | 75.2537 | 75.2253 | 75.2314 | 75.2314 | 75.2323 | 75.2293 | Flagg/Hartford 1 | 10.1 | 10.1 | 10.1 | 10.1 | 10.1 | 10.1 | 10.1
FLORENCE GT 1 | 19.995 | 5.755 | 2.7696 | 5.4648 | 0.389 | 4.4715 | 0.3852 | FLORENCE GT 1 | 0.7368 | 0.2352 | 0.14 | 0.2193 | 0.0152 | 0.1828 | 0.0153 | FLORENCE GT 1 | 0.2347 | 0.0732 | 0.0427 | 0.0654 | 0.0044 | 0.0523 | 0.0043 | FLORENCE GT 1 | 8.7 | 8.7 | 8.7 | 8.7 | 8.7 | 8.7 | 8.7
Flynn CC 1 | 20425.375 | 22525.0664 | 23300.5703 | 24733.0176 | 25975.627 | 26599.4648 | 27311.4785 | Flynn CC 1 | 2006.0497 | 2252.3127 | 2344.5784 | 2505.2932 | 2641.2146 | 2703.4209 | 2761.7678 | Flynn CC 1 | 903.389 | 991.4852 | 1010.3782 | 1056.9133 | 1090.8026 | 1092.9939 | 1093.0823 | Flynn CC 1 | 166.9 | 166.9 | 166.9 | 166.9 | 166.9 | 166.9 | 166.9
Forked River C 1 | 226.4254 | 318.0259 | 341.3598 | 284.5035 | 858.2894 | 1325.1548 | 1349.923 | Forked River C 1 | 0.5474 | 0.8013 | 0.851 | 0.7303 | 2.1024 | 3.3339 | 3.3745 | Forked River C 1 | 5.0028 | 7.1588 | 7.4429 | 6.2524 | 17.6218 | 27.3558 | 27.1057 | Forked River C 1 | 44 | 44 | 44 | 44 | 44 | 44 | 44
Forked River C 2 | 223.6278 | 335.5479 | 328.7368 | 289.4124 | 778.124 | 1414.7112 | 1515.957 | Forked River C 2 | 0.5474 | 0.8461 | 0.8312 | 0.7467 | 1.965 | 3.5438 | 3.7978 | Forked River C 2 | 5.0028 | 7.5592 | 7.2697 | 6.3932 | 16.4704 | 29.0782 | 30.5063 | Forked River C 2 | 42 | 42 | 42 | 42 | 42 | 42 | 42
FORT DRUM 1 | 5773.8218 | 5881.9292 | 5870.5874 | 5927.0586 | 6102.9893 | 6169.4175 | 6380.3413 | FORT DRUM 1 | 890.7229 | 905.9426 | 947.2402 | 962.4304 | 984.5961 | 996.3503 | 1029.389 | FORT DRUM 1 | 401.1214 | 398.8028 | 408.206 | 406.0225 | 406.6311 | 402.8247 | 407.4227 | FORT DRUM 1 | 53.4 | 53.4 | 53.4 | 53.4 | 53.4 | 53.4 | 53.4
Foster Wheeler 1 | 3801.8628 | 3826.9783 | 4063.1838 | 4272.6748 | 4720.7109 | 5166.6523 | 5369.1265 | Foster Wheeler 1 | 392.8745 | 389.6802 | 429.8477 | 456.5686 | 503.0171 | 551.9399 | 573.0085 | Foster Wheeler 1 | 236.2286 | 229.04 | 247.3315 | 257.1772 | 277.3771 | 297.9486 | 302.8114 | Foster Wheeler 1 | 40 | 40 | 40 | 40 | 40 | 40 | 40
Frackville 1 | 3988.677 | 3959.9861 | 4269.2012 | 4477.3311 | 4953.6733 | 5406.0449 | 5608.6528 | Frackville 1 | 412.1789 | 403.2231 | 451.6425 | 478.4384 | 527.8416 | 577.514 | 598.5708 | Frackville 1 | 247.836 | 237 | 259.872 | 269.496 | 291.066 | 311.754 | 316.32 | Frackville 1 | 42 | 42 | 42 | 42 | 42 | 42 | 42
FRAMINGHAM 1 | 24.5781 | 5.1075 | 0 | 7.498 | 0.8853 | 6.5787 | 0.9012 | FRAMINGHAM 1 | 0.6167 | 0.1684 | 0 | 0.2638 | 0.0303 | 0.1828 | 0.0311 | FRAMINGHAM 1 | 0.1964 | 0.0524 | 0 | 0.0787 | 0.0089 | 0.0523 | 0.0087 | FRAMINGHAM 1 | 15 | 15 | 15 | 15 | 15 | 15 | 15
FRAMINGHAM 2 | 21.1468 | 2.5499 | 0.7481 | 6.5824 | 2.2399 | 8.6731 | 2.2348 | FRAMINGHAM 2 | 0.601 | 0.0973 | 0.0277 | 0.2193 | 0.0606 | 0.2133 | 0.0617 | FRAMINGHAM 2 | 0.1914 | 0.0303 | 0.0084 | 0.0654 | 0.0177 | 0.061 | 0.0173 | FRAMINGHAM 2 | 11 | 11 | 11 | 11 | 11 | 11 | 11
FRAMINGHAM 3 | 25.6562 | 5.0782 | 0.7657 | 7.4646 | 2.8449 | 9.6419 | 2.4017 | FRAMINGHAM 3 | 0.6436 | 0.1684 | 0.0277 | 0.2638 | 0.0753 | 0.2438 | 0.0617 | FRAMINGHAM 3 | 0.205 | 0.0524 | 0.0084 | 0.0787 | 0.022 | 0.0697 | 0.0173 | FRAMINGHAM 3 | 14.6 | 14.6 | 14.6 | 14.6 | 14.6 | 14.6 | 14.6
FRANKLIN DRIV 10 | 16.4475 | 3.5022 | 1.0074 | 5.812 | 1.6994 | 5.9832 | 2.6568 | FRANKLIN DRIV 10 | 0.9635 | 0.1955 | 0.0553 | 0.3232 | 0.091 | 0.3182 | 0.1408 | FRANKLIN DRIV 10 | 0.3069 | 0.0609 | 0.0169 | 0.0964 | 0.0266 | 0.091 | 0.0394 | FRANKLIN DRIV 10 | 18.3 | 18.3 | 18.3 | 18.3 | 18.3 | 18.3 | 18.3
Fraser 1 | 8438.3799 | 8657.0586 | 8848.0479 | 9038.2764 | 9232.5811 | 9436.1221 | 9638.9746 | Fraser 1 | 346.4478 | 355.4258 | 363.2672 | 371.0774 | 379.0556 | 387.4114 | 395.7408 | Fraser 1 | 308.913 | 309.793 | 309.9635 | 309.9635 | 309.9635 | 310.1285 | 310.1285 | Fraser 1 | 38.5 | 38.5 | 38.5 | 38.5 | 38.5 | 38.5 | 38.5
Fraser Pulp & 1 | 7700.8989 | 7900.4468 | 8074.751 | 8248.3477 | 8425.6943 | 8611.4268 | 8796.5928 | Fraser Pulp & 1 | 360.8462 | 370.1972 | 378.3646 | 386.4994 | 394.8091 | 403.5122 | 412.1878 | Fraser Pulp & 1 | 321.7514 | 322.668 | 322.8456 | 322.8456 | 322.8456 | 323.0174 | 323.0174 | Fraser Pulp & 1 | 40.1 | 40.1 | 40.1 | 40.1 | 40.1 | 40.1 | 40.1
FRONT STREET 13 | 10.0934 | 1.5317 | 0.1844 | 2.7533 | 0 | 1.721 | 0.2117 | FRONT STREET 13 | 0.7784 | 0.1115 | 0.0136 | 0.2044 | 0 | 0.1214 | 0.0153 | FRONT STREET 13 | 0.2479 | 0.0347 | 0.0041 | 0.061 | 0 | 0.0347 | 0.0043 | FRONT STREET 13 | 8.3 | 8.3 | 8.3 | 8.3 | 8.3 | 8.3 | 8.3
Fulton Cogen A 1 | 34.1245 | 93.4857 | 68.8641 | 227.6949 | 357.1024 | 294.687 | 288.8683 | Fulton Cogen A 1 | 3.7479 | 16.7364 | 12.7982 | 36.7862 | 60.1329 | 53.4648 | 47.4469 | Fulton Cogen A 1 | 0.8313 | 3.6288 | 2.7165 | 7.6437 | 12.2319 | 10.6466 | 9.2494 | Fulton Cogen A 1 | 48.2 | 48.2 | 48.2 | 48.2 | 48.2 | 48.2 | 48.2
G Fox (Cogen 1 | 919.6744 | 949.4556 | 951.0065 | 960.7051 | 974.4229 | 992.905 | 1015.2476 | G Fox (Cogen 1 | 119.412 | 122.4889 | 125.0395 | 127.7278 | 130.4739 | 133.3254 | 136.1446 | G Fox (Cogen 1 | 26.4862 | 26.5579 | 26.5403 | 26.5403 | 26.5403 | 26.5495 | 26.5403 | G Fox (Cogen 1 | 3.7 | 3.7 | 3.7 | 3.7 | 3.7 | 3.7 | 3.7
GAS ALTERNATIV 1 | 637.6582 | 1240.1289 | 911.1879 | 1995.9186 | 2350.9482 | 2445.3022 | 2424.7214 | GAS ALTERNATIV 1 | 115.912 | 244.4734 | 183.3876 | 387.6833 | 467.4797 | 491.7528 | 465.4278 | GAS ALTERNATIV 1 | 25.7099 | 53.0064 | 38.925 | 80.5558 | 95.0921 | 97.9242 | 90.7313 | GAS ALTERNATIV 1 | 79.3 | 79.3 | 79.3 | 79.3 | 79.3 | 79.3 | 79.3
General Foods 1 | 1253.5493 | 1315.4958 | 1297.9188 | 1322.8885 | 1407.8977 | 1436.9895 | 1468.4468 | General Foods 1 | 168.4 | 174.1345 | 178.5006 | 183.7692 | 195.025 | 199.5626 | 203.732 | General Foods 1 | 101.256 | 102.35 | 102.708 | 103.514 | 107.542 | 107.728 | 107.664 | General Foods 1 | 14 | 14 | 14 | 14 | 14 | 14 | 14
GENERAL MILLS 1 | 1.8669 | 1.1413 | 3.0057 | 8.3119 | 10.0775 | 5.7086 | 14.1864 | GENERAL MILLS 1 | 0.1769 | 0.1707 | 0.4983 | 1.1485 | 1.392 | 0.9003 | 1.9208 | GENERAL MILLS 1 | 0.0394 | 0.0372 | 0.1063 | 0.2398 | 0.2846 | 0.1802 | 0.3763 | GENERAL MILLS 1 | 4.2 | 4.2 | 4.2 | 4.2 | 4.2 | 4.2 | 4.2
Gentilly 2 | 23580.1094 | 23837.1367 | 23984.3594 | 24132.5391 | 24281.6445 | 24431.6289 | 24582.5859 | Gentilly 2 | 8998.7744 | 9235.3896 | 9433.9502 | 9636.7793 | 9843.9717 | 10055.6162 | 10271.8115 | Gentilly 2 | 4360.7773 | 4374.8188 | 4374.8188 | 4374.8188 | 4374.8188 | 4374.8188 | 4374.8188 | Gentilly 2 | 678 | 678 | 678 | 678 | 678 | 678 | 678
Gilbert 6 | 411.4654 | 681.5187 | 671.1504 | 553.4761 | 1529.261 | 2806.3928 | 2986.7227 | Gilbert 6 | 30.2455 | 49.4483 | 48.6591 | 40.8154 | 109.8313 | 199.4397 | 211.8161 | Gilbert 6 | 6.9107 | 11.0443 | 10.6393 | 8.7364 | 23.0143 | 40.9114 | 42.5357 | Gilbert 6 | 70 | 70 | 70 | 70 | 70 | 70 | 70
Gilbert 7 | 334.8441 | 461.8654 | 480.3723 | 445.7579 | 1370.6 | 2117.1462 | 2055.2046 | Gilbert 7 | 30.2455 | 43.26 | 44.8958 | 42.6775 | 123.9437 | 194.1598 | 187.7854 | Gilbert 7 | 6.9107 | 9.6621 | 9.8164 | 9.135 | 25.9714 | 39.8284 | 37.71 | Gilbert 7 | 70 | 70 | 70 | 70 | 70 | 70 | 70
Gilbert C4 | 680.0377 | 1013.8391 | 1095.7821 | 947.0739 | 2730.9902 | 4366.2207 | 4232.0518 | Gilbert C4 | 63.4023 | 97.4545 | 104.061 | 92.6169 | 254.7862 | 412.3682 | 399.094 | Gilbert C4 | 14.2477 | 21.4186 | 22.3787 | 19.4983 | 52.4251 | 82.8049 | 78.1006 | Gilbert C4 | 140 | 140 | 140 | 140 | 140 | 140 | 140
Gilbert CC 8 | 1681.3263 | 1975.4656 | 2229.3584 | 1496.8373 | 4481.3345 | 7093.4321 | 7018.0313 | Gilbert CC 8 | 27.4843 | 34.1015 | 39.302 | 26.7864 | 78.8915 | 126.8252 | 124.4426 | Gilbert CC 8 | 37.4915 | 45.4721 | 51.3036 | 34.2302 | 98.6931 | 155.3187 | 149.1931 | Gilbert CC 8 | 104 | 104 | 104 | 104 | 104 | 104 | 104
Gilbert CT C1 | 759.8382 | 1186.4269 | 1147.8766 | 978.6498 | 2854.4756 | 5032.7334 | 5218.3286 | Gilbert CT C1 | 29.083 | 46.6272 | 44.8853 | 39.4975 | 112.0308 | 198.5327 | 206.1852 | Gilbert CT C1 | 13.0417 | 20.5406 | 19.3471 | 16.6656 | 46.1032 | 79.732 | 80.5411 | Gilbert CT C1 | 124 | 124 | 124 | 124 | 124 | 124 | 124
Gilbert GT 9 | 807.7814 | 1184.533 | 1052.5283 | 1050.8475 | 3145.3267 | 5581.5298 | 5838.6475 | Gilbert GT 9 | 68.0524 | 103.2283 | 90.1827 | 93.3125 | 270.5206 | 484.2396 | 503.4005 | Gilbert GT 9 | 20.7321 | 30.7414 | 26.2912 | 26.6311 | 75.5806 | 132.444 | 134.7867 | Gilbert GT 9 | 183.4 | 183.4 | 183.4 | 183.4 | 183.4 | 183.4 | 183.4
Gilberton Powe 1 | 7519.584 | 7547.3423 | 7984.7432 | 8399.8877 | 9311.6826 | 10180.2676 | 10598.2119 | Gilberton Powe 1 | 777.0533 | 768.5046 | 844.7128 | 897.5957 | 992.2104 | 1087.5306 | 1131.0725 | Gilberton Powe 1 | 467.2286 | 451.6994 | 486.0419 | 505.6 | 547.1314 | 587.0716 | 597.7253 | Gilberton Powe 1 | 79 | 79 | 79 | 79 | 79 | 79 | 79
GINNA 1 | 16884.8828 | 17057.8242 | 17163.2227 | 17271.5215 | 17378.625 | 17473.6211 | 0 | GINNA 1 | 7010.6968 | 7190.3706 | 7344.9634 | 7503.877 | 7665.3789 | 7824.6455 | 0 | GINNA 1 | 3125.5728 | 3133.6038 | 3133.6038 | 3134.0193 | 3134.0886 | 3131.8716 | 0 | GINNA 1 | 485 | 485 | 485 | 485 | 485 | 485 | 0
Glen Gardner C1 | 596.3865 | 881.4061 | 834.8317 | 735.5733 | 2093.9348 | 3949.0015 | 4049.7078 | Glen Gardner C1 | 49.7857 | 75.8658 | 71.7783 | 64.8745 | 178.7615 | 339.2118 | 347.8142 | Glen Gardner C1 | 11.1878 | 16.6738 | 15.4362 | 13.6578 | 36.7822 | 68.1148 | 68.0654 | Glen Gardner C1 | 104 | 104 | 104 | 104 | 104 | 104 | 104
Glen Gardner C5 | 604.5812 | 860.0032 | 879.9646 | 734.2527 | 2088.9497 | 3870.5938 | 3937.0632 | Glen Gardner C5 | 50.503 | 74.0795 | 75.8164 | 64.8869 | 178.0412 | 333.7865 | 338.5672 | Glen Gardner C5 | 11.349 | 16.2812 | 16.3046 | 13.6604 | 36.634 | 67.0254 | 66.2558 | Glen Gardner C5 | 104 | 104 | 104 | 104 | 104 | 104 | 104
GLENWOOD 4 | 212.1414 | 499.1953 | 557.1746 | 1044.7185 | 680.4654 | 959.4487 | 572.0306 | GLENWOOD 4 | 9.7625 | 23.1957 | 26.8756 | 48.6779 | 33.185 | 45.815 | 28.7648 | GLENWOOD 4 | 4.3524 | 10.1088 | 11.466 | 20.3305 | 13.5681 | 18.3378 | 11.271 | GLENWOOD 4 | 106 | 106 | 106 | 106 | 106 | 106 | 106
GLENWOOD 5 | 204.1627 | 407.0668 | 535.4283 | 829.3276 | 672.6794 | 865.1028 | 419.4763 | GLENWOOD 5 | 10.0128 | 21.1195 | 27.5647 | 43.1549 | 35.9717 | 43.7019 | 22.3463 | GLENWOOD 5 | 4.464 | 9.204 | 11.76 | 18.0238 | 14.7075 | 17.492 | 8.756 | GLENWOOD 5 | 101 | 101 | 101 | 101 | 101 | 101 | 101
Glenwood GT 1 | 29.4447 | 50.5535 | 21.13 | 64.1839 | 112.6214 | 95.0337 | 83.1432 | Glenwood GT 1 | 1.9469 | 3.4144 | 1.4345 | 4.4535 | 7.8168 | 6.4558 | 5.6351 | Glenwood GT 1 | 0.434 | 0.744 | 0.306 | 0.93 | 1.598 | 1.292 | 1.104 | Glenwood GT 1 | 19 | 19 | 19 | 19 | 19 | 19 | 19
Glenwood GT C2 | 185.7786 | 263.4934 | 132.45 | 399.6304 | 718.9283 | 653.5092 | 570.7101 | Glenwood GT C2 | 12.2716 | 17.3733 | 8.7503 | 27.2055 | 49.0198 | 44.028 | 38.6036 | Glenwood GT C2 | 2.7577 | 3.8183 | 1.8818 | 5.7275 | 10.0864 | 8.841 | 7.5545 | Glenwood GT C2 | 138 | 138 | 138 | 138 | 138 | 138 | 138
GLOUCESTER 11 | 14.1448 | 0.8044 | 0.19 | 1.8549 | 0.2203 | 2.2181 | 0.2181 | GLOUCESTER 11 | 1.05 | 0.0564 | 0.0136 | 0.1326 | 0.0152 | 0.1519 | 0.0153 | GLOUCESTER 11 | 0.3344 | 0.0176 | 0.0041 | 0.0396 | 0.0044 | 0.0434 | 0.0043 | GLOUCESTER 11 | 20.5 | 20.5 | 20.5 | 20.5 | 20.5 | 20.5 | 20.5
Gloucester Co 1 | 70.1286 | 74.2635 | 97.2428 | 62.209 | 140.9624 | 306.731 | 307.5391 | Gloucester Co 1 | 2.7384 | 2.9618 | 3.9178 | 2.5793 | 5.7575 | 12.4803 | 12.4372 | Gloucester Co 1 | 1.6466 | 1.7409 | 2.2543 | 1.4529 | 3.1749 | 6.7371 | 6.5726 | Gloucester Co 1 | 12 | 12 | 12 | 12 | 12 | 12 | 12
Gorbell Inc (T 1 | 2918.3469 | 2992.0776 | 3059.4116 | 3123.6074 | 3190.7688 | 3261.1262 | 3327.6008 | Gorbell Inc (T 1 | 192.4845 | 197.3478 | 201.7888 | 206.0233 | 210.4529 | 215.0931 | 219.4777 | Gorbell Inc (T 1 | 112.1767 | 112.4252 | 112.5356 | 112.4789 | 112.4789 | 112.5393 | 112.4165 | Gorbell Inc (T 1 | 14.1 | 14.1 | 14.1 | 14.1 | 14.1 | 14.1 | 14.1
GORGE GT 1 | 20.7892 | 2.3121 | 0.3943 | 7.3256 | 0.4572 | 5.9347 | 0.4526 | GORGE GT 1 | 0.5185 | 0.083 | 0.0136 | 0.2193 | 0.0152 | 0.1519 | 0.0153 | GORGE GT 1 | 0.1651 | 0.0259 | 0.0041 | 0.0654 | 0.0044 | 0.0434 | 0.0043 | GORGE GT 1 | 15.7 | 15.7 | 15.7 | 15.7 | 15.7 | 15.7 | 15.7
GOUDEY 7 | 5189.7554 | 5529.8789 | 5529.8257 | 5714.2417 | 5810.9902 | 5918.999 | 6087.5986 | GOUDEY 7 | 235.3167 | 250.3224 | 261.8899 | 272.7388 | 276.0585 | 281.7979 | 289.8155 | GOUDEY 7 | 304.0899 | 316.2084 | 323.8575 | 330.1747 | 327.1596 | 326.9324 | 329.1573 | GOUDEY 7 | 42 | 42 | 42 | 42 | 42 | 42 | 42
GOUDEY 8 | 8845.1201 | 9113.5225 | 8897.7783 | 8987.9346 | 9252.6543 | 9445.1924 | 9651.8369 | GOUDEY 8 | 504.2285 | 518.6519 | 529.6929 | 539.4285 | 552.6835 | 565.101 | 577.4822 | GOUDEY 8 | 651.5933 | 655.1634 | 655.0273 | 653.0264 | 654.9904 | 655.6109 | 655.874 | GOUDEY 8 | 84 | 84 | 84 | 84 | 84 | 84 | 84
Gould Street 3 | 1314.9652 | 2174.9373 | 2002.1259 | 1943.3116 | 3321.6018 | 4267.8486 | 4758.7104 | Gould Street 3 | 39.9352 | 68.6677 | 67.0064 | 70.3159 | 117.9393 | 147.6508 | 159.9918 | Gould Street 3 | 36.4988 | 61.3478 | 58.6036 | 60.2037 | 98.853 | 121.1515 | 128.5146 | Gould Street 3 | 104 | 104 | 104 | 104 | 104 | 104 | 104
GOWANUS 1 1 | 32.8197 | 57.8934 | 15.0614 | 58.2769 | 108.1083 | 97.6677 | 83.8248 | GOWANUS 1 1 | 2.1973 | 3.8534 | 0.9841 | 4.0208 | 7.4527 | 6.5866 | 5.6453 | GOWANUS 1 1 | 0.4898 | 0.8397 | 0.2099 | 0.8397 | 1.5236 | 1.3182 | 1.106 | GOWANUS 1 1 | 22.6 | 22.6 | 22.6 | 22.6 | 22.6 | 22.6 | 22.6
GOWANUS 1 C2 | 174.9392 | 297.2988 | 132.8421 | 360.2596 | 708.7118 | 604.3967 | 529.3198 | GOWANUS 1 C2 | 10.5532 | 17.5043 | 7.992 | 21.7783 | 44.7717 | 36.9795 | 32.4894 | GOWANUS 1 C2 | 2.3715 | 3.8471 | 1.7187 | 4.5849 | 9.2123 | 7.4256 | 6.358 | GOWANUS 1 C2 | 158.2 | 158.2 | 158.2 | 158.2 | 158.2 | 158.2 | 158.2
GOWANUS 2 C1 | 227.8909 | 384.302 | 182.9181 | 499.0502 | 885.4595 | 808.761 | 714.7443 | GOWANUS 2 C1 | 15.0641 | 24.8329 | 12.0624 | 33.1439 | 59.9055 | 54.2817 | 48.1712 | GOWANUS 2 C1 | 3.3852 | 5.4578 | 2.5941 | 6.9777 | 12.3262 | 10.8999 | 9.4269 | GOWANUS 2 C1 | 180.8 | 180.8 | 180.8 | 180.8 | 180.8 | 180.8 | 180.8
GOWANUS 3 C1 | 222.3259 | 404.0067 | 185.6827 | 524.3629 | 876.7044 | 751.8231 | 655.2594 | GOWANUS 3 C1 | 14.2916 | 25.6469 | 12.0337 | 34.2461 | 58.1384 | 49.5186 | 43.3565 | GOWANUS 3 C1 | 3.2116 | 5.6367 | 2.5879 | 7.2097 | 11.9626 | 9.9435 | 8.4846 | GOWANUS 3 C1 | 180.8 | 180.8 | 180.8 | 180.8 | 180.8 | 180.8 | 180.8
GOWANUS 4 C1 | 225.586 | 389.2888 | 189.9326 | 523.52 | 872.8476 | 790.878 | 697.618 | GOWANUS 4 C1 | 14.4847 | 24.7879 | 12.1963 | 34.3934 | 57.3515 | 51.511 | 45.6506 | GOWANUS 4 C1 | 3.255 | 5.4479 | 2.6229 | 7.2407 | 11.8007 | 10.3436 | 8.9336 | GOWANUS 4 C1 | 187.2 | 187.2 | 187.2 | 187.2 | 187.2 | 187.2 | 187.2
Grand Lake 8 | 6648.458 | 7558.0156 | 7676.4146 | 7820.793 | 7866.5605 | 6217.6372 | 0 | Grand Lake 8 | 603.2914 | 686.6758 | 698.3258 | 711.5557 | 716.2061 | 566.3657 | 0 | Grand Lake 8 | 351.588 | 391.1857 | 389.4493 | 388.4753 | 382.7844 | 296.3294 | 0 | Grand Lake 8 | 57 | 57 | 57 | 57 | 57 | 57 | 0
Grand Manan 3 | 135.7821 | 168.2469 | 245.2168 | 376.6075 | 424.0548 | 340.1607 | 451.355 | Grand Manan 3 | 13.5519 | 16.2782 | 22.8699 | 35.0725 | 37.7358 | 30.1365 | 39.6927 | Grand Manan 3 | 2.991 | 3.5119 | 4.8302 | 7.2516 | 7.638 | 5.9715 | 7.6995 | Grand Manan 3 | 28 | 28 | 28 | 28 | 28 | 28 | 28
Grays Ferry 1 | 15749.7979 | 17720.3457 | 18924.0449 | 19712.5664 | 22210.3242 | 24483.9355 | 25211.1895 | Grays Ferry 1 | 693.2968 | 795.5641 | 867.2488 | 916.3966 | 1044.4209 | 1157.0662 | 1188.3636 | Grays Ferry 1 | 633.6384 | 710.7579 | 758.4935 | 784.6089 | 875.4009 | 949.4044 | 954.5618 | Grays Ferry 1 | 150 | 150 | 150 | 150 | 150 | 150 | 150
GREENIDGE 4 | 11160.4238 | 11519.6875 | 11356.0078 | 11407.5762 | 11791.9395 | 11918.6543 | 12163.3652 | GREENIDGE 4 | 832.5114 | 859.9601 | 884.5871 | 896.2579 | 923.3727 | 935.4767 | 954.7341 | GREENIDGE 4 | 824.7951 | 832.8342 | 838.6533 | 831.8337 | 838.9618 | 832.0699 | 831.3251 | GREENIDGE 4 | 108 | 108 | 108 | 108 | 108 | 108 | 108
GtrPortland Re 1 | 2479.5415 | 2542.1953 | 2599.4871 | 2654.0308 | 2711.0896 | 2770.8584 | 2827.3564 | GtrPortland Re 1 | 158.9633 | 162.9802 | 166.6532 | 170.1498 | 173.808 | 177.6398 | 181.2618 | GtrPortland Re 1 | 92.6411 | 92.8466 | 92.9408 | 92.8936 | 92.8936 | 92.9433 | 92.8422 | GtrPortland Re 1 | 11.6 | 11.6 | 11.6 | 11.6 | 11.6 | 11.6 | 11.6
H A Wagner 1 | 1254.7931 | 668.1364 | 685.8391 | 860.795 | 1730.1238 | 1878.5721 | 2677.1157 | H A Wagner 1 | 54.6799 | 32.0058 | 33.4991 | 42.6715 | 83.8082 | 94.2456 | 130.5971 | H A Wagner 1 | 24.9873 | 14.297 | 14.6491 | 18.2675 | 35.1227 | 38.6656 | 52.4515 | H A Wagner 1 | 138 | 138 | 138 | 138 | 138 | 138 | 138
H A Wagner 2 | 11897.8018 | 11833.1504 | 13508.5342 | 12261.8789 | 14195.4082 | 16464.418 | 17302.2031 | H A Wagner 2 | 1661.2944 | 1590.7524 | 1848.1776 | 1681.8425 | 1936.4073 | 2230.28 | 2309.0603 | H A Wagner 2 | 759.1696 | 710.5901 | 808.2058 | 719.9878 | 811.5181 | 915.0029 | 927.3848 | H A Wagner 2 | 135 | 135 | 135 | 135 | 135 | 135 | 135
H A Wagner 3 | 30487.7441 | 32645.0293 | 32996.2617 | 33899.3984 | 36722.6211 | 38782.8242 | 40431.1172 | H A Wagner 3 | 4690.3164 | 4831.1699 | 4971.3306 | 5117.1968 | 5505.6709 | 5766.4595 | 5922.4043 | H A Wagner 3 | 2143.3562 | 2158.0867 | 2173.9561 | 2190.6443 | 2307.3408 | 2365.7688 | 2378.6072 | H A Wagner 3 | 332 | 332 | 332 | 332 | 332 | 332 | 332
H A Wagner 4 | 28504.5859 | 30455.7695 | 36344.7773 | 36354.9414 | 44425.4922 | 45971.9453 | 47533.5391 | H A Wagner 4 | 2243.0415 | 2336.6787 | 2825.2588 | 2842.7512 | 3543.2983 | 3673.0732 | 3829.8787 | H A Wagner 4 | 1025.0134 | 1043.7957 | 1235.4818 | 1216.9666 | 1484.9409 | 1506.9286 | 1538.1888 | H A Wagner 4 | 415 | 415 | 415 | 415 | 415 | 415 | 415
H A Wagner GT 1 | 148.2428 | 194.2188 | 86.3308 | 68.5126 | 190.1567 | 188.2927 | 298.8659 | H A Wagner GT 1 | 9.2705 | 11.7139 | 5.2248 | 4.1538 | 11.3268 | 11.4697 | 18.1259 | H A Wagner GT 1 | 2.1182 | 2.6163 | 1.1424 | 0.8891 | 2.3734 | 2.3528 | 3.6399 | H A Wagner GT 1 | 17 | 17 | 17 | 17 | 17 | 17 | 17
Hamilton 1 | 95.0848 | 209.2837 | 95.9537 | 118.2563 | 299.171 | 284.9681 | 507.8182 | Hamilton 1 | 6.2194 | 13.0611 | 6.0819 | 7.4582 | 18.5624 | 18.1901 | 32.0075 | Hamilton 1 | 1.4211 | 2.9172 | 1.3298 | 1.5964 | 3.8896 | 3.7314 | 6.4276 | Hamilton 1 | 26 | 26 | 26 | 26 | 26 | 26 | 26
Hammermill 1 | 1917.9979 | 2037.116 | 2001.4567 | 2052.4316 | 2209.4465 | 2260.1826 | 2308.4192 | Hammermill 1 | 257.6611 | 269.6563 | 275.2573 | 285.1145 | 306.0574 | 313.8836 | 320.2693 | Hammermill 1 | 154.9272 | 158.4943 | 158.3811 | 160.6 | 168.7683 | 169.4409 | 169.2491 | Hammermill 1 | 22 | 22 | 22 | 22 | 22 | 22 | 22
HARDEN FURNITU 1 | 19.5719 | 19.3502 | 15.0417 | 19.2819 | 22.5645 | 19.0967 | 20.5589 | HARDEN FURNITU 1 | 1.6706 | 1.6517 | 1.2839 | 1.6458 | 1.926 | 1.63 | 1.7548 | HARDEN FURNITU 1 | 0.7523 | 0.7271 | 0.5533 | 0.6943 | 0.7954 | 0.659 | 0.6945 | HARDEN FURNITU 1 | 0.3 | 0.3 | 0.3 | 0.3 | 0.3 | 0.3 | 0.3
Harrisburg C1 | 529.1137 | 675.6807 | 310.9294 | 287.5047 | 650.471 | 788.9548 | 1333.1758 | Harrisburg C1 | 37.9273 | 47.027 | 21.7202 | 19.8959 | 44.6148 | 55.8188 | 93.8932 | Harrisburg C1 | 8.523 | 10.3356 | 4.671 | 4.1886 | 9.18 | 11.2086 | 18.3744 | Harrisburg C1 | 72 | 72 | 72 | 72 | 72 | 72 | 72
Harrisburg MSW 1 | 162.7784 | 195.321 | 199.2448 | 205.9212 | 254.7836 | 287.609 | 330.5979 | Harrisburg MSW 1 | 9.8969 | 11.8755 | 12.1141 | 12.52 | 15.4908 | 17.4866 | 20.1004 | Harrisburg MSW 1 | 5.9509 | 6.98 | 6.9704 | 7.0523 | 8.5421 | 9.4396 | 10.6222 | Harrisburg MSW 1 | 5 | 5 | 5 | 5 | 5 | 5 | 5
Harwood C1 | 249.1105 | 359.2265 | 162.049 | 153.8642 | 339.9714 | 386.1455 | 637.3616 | Harwood C1 | 17.8435 | 24.9549 | 11.266 | 10.634 | 23.2347 | 27.1653 | 44.7619 | Harwood C1 | 4.0098 | 5.4846 | 2.4228 | 2.2387 | 4.7808 | 5.4549 | 8.7597 | Harwood C1 | 36 | 36 | 36 | 36 | 36 | 36 | 36
Hay Road CC 1 | 11346.125 | 13391.5127 | 18929.5742 | 15974.6855 | 24994.252 | 36985.9883 | 39592.7852 | Hay Road CC 1 | 293.4006 | 354.4769 | 528.1689 | 457.8219 | 726.5062 | 1052.1793 | 1158.2432 | Hay Road CC 1 | 218.0108 | 257.4716 | 375.557 | 318.6848 | 495.069 | 701.9041 | 756.3961 | Hay Road CC 1 | 541 | 541 | 541 | 541 | 541 | 541 | 541
Heinz-Leamingt 1 | 1189.2552 | 1208.1531 | 1228.6235 | 1247.7721 | 1270.3604 | 1295.8829 | 1324.1559 | Heinz-Leamingt 1 | 30.9335 | 31.7146 | 32.4189 | 33.0972 | 33.8288 | 34.5357 | 35.2782 | Heinz-Leamingt 1 | 27.5821 | 27.6428 | 27.6619 | 27.6463 | 27.6627 | 27.6463 | 27.6463 | Heinz-Leamingt 1 | 3.5 | 3.5 | 3.5 | 3.5 | 3.5 | 3.5 | 3.5
Hemphill Pwr&L 1 | 2884.1724 | 2957.0623 | 3023.8586 | 3087.2852 | 3153.6633 | 3223.1731 | 3288.9175 | Hemphill Pwr&L 1 | 190.2311 | 195.0389 | 199.4444 | 203.6277 | 208.0057 | 212.5909 | 216.9268 | Hemphill Pwr&L 1 | 110.8635 | 111.1099 | 111.2282 | 111.171 | 111.171 | 111.2301 | 111.1099 | Hemphill Pwr&L 1 | 13.8 | 13.8 | 13.8 | 13.8 | 13.8 | 13.8 | 13.8
HEMPSTEAD 1 | 594.41 | 792.2413 | 758.608 | 803.2987 | 900.4883 | 856.228 | 713.3674 | HEMPSTEAD 1 | 29.3136 | 39.0697 | 37.4111 | 39.615 | 44.408 | 42.2252 | 35.18 | HEMPSTEAD 1 | 17.0835 | 22.2572 | 20.8638 | 21.6279 | 23.7343 | 22.0928 | 18.0192 | HEMPSTEAD 1 | 71.1 | 71.1 | 71.1 | 71.1 | 71.1 | 71.1 | 71.1
HICKLING 2 | 5360.1538 | 5202.8921 | 5416.4688 | 5872.1587 | 5920.7397 | 6231.4585 | 6284.8281 | HICKLING 2 | 470.9204 | 455.2567 | 498.034 | 543.079 | 542.9703 | 571.5999 | 575.955 | HICKLING 2 | 306.4963 | 289.64 | 310.1864 | 331.1223 | 324.0881 | 333.9957 | 329.4571 | HICKLING 2 | 44 | 44 | 44 | 44 | 44 | 44 | 44
HIGH ACRES 1 | 27.4601 | 31.3453 | 33.7165 | 43.8583 | 45.9787 | 36.228 | 48.0609 | HIGH ACRES 1 | 4.6486 | 5.3063 | 5.7077 | 7.4245 | 7.7835 | 6.1328 | 8.1359 | HIGH ACRES 1 | 1.026 | 1.1448 | 1.2055 | 1.5351 | 1.5754 | 1.2152 | 1.5782 | HIGH ACRES 1 | 2.4 | 2.4 | 2.4 | 2.4 | 2.4 | 2.4 | 2.4
HILBURN GT 1 | 31.6252 | 62.4297 | 28.957 | 91.2122 | 164.0455 | 135.7225 | 120.8381 | HILBURN GT 1 | 2.348 | 4.4037 | 2.0183 | 6.266 | 10.9982 | 9.0834 | 7.9285 | HILBURN GT 1 | 0.5208 | 0.9548 | 0.4284 | 1.302 | 2.2372 | 1.8088 | 1.5456 | HILBURN GT 1 | 46 | 46 | 46 | 46 | 46 | 46 | 46
Hillman Flared 1 | 691.7991 | 702.8183 | 714.6637 | 725.7979 | 738.9206 | 753.8139 | 770.2754 | Hillman Flared 1 | 18.0204 | 18.4758 | 18.8841 | 19.2788 | 19.7041 | 20.1167 | 20.5492 | Hillman Flared 1 | 16.068 | 16.1037 | 16.1131 | 16.1037 | 16.1126 | 16.1037 | 16.1037 | Hillman Flared 1 | 2 | 2 | 2 | 2 | 2 | 2 | 2
HOLTSVILLE 1 | 138.3044 | 303.3177 | 154.5511 | 394.6119 | 435.7985 | 373.3579 | 312.5692 | HOLTSVILLE 1 | 4.3161 | 9.2063 | 4.8542 | 12.1331 | 13.5533 | 11.6735 | 9.7498 | HOLTSVILLE 1 | 2.2506 | 4.6926 | 2.4222 | 5.9268 | 6.4812 | 5.4648 | 4.4682 | HOLTSVILLE 1 | 66.8 | 66.8 | 66.8 | 66.8 | 66.8 | 66.8 | 66.8
HOLTSVILLE 10 | 102.6674 | 159.4756 | 91.8909 | 256.2668 | 411.3669 | 354.5116 | 326.8844 | HOLTSVILLE 10 | 3.139 | 4.8168 | 2.8305 | 7.9446 | 12.7252 | 10.8135 | 10.1387 | HOLTSVILLE 10 | 1.6368 | 2.4552 | 1.4124 | 3.8808 | 6.0852 | 5.0622 | 4.6464 | HOLTSVILLE 10 | 66.8 | 66.8 | 66.8 | 66.8 | 66.8 | 66.8 | 66.8
HOLTSVILLE 2 | 138.3044 | 207.7935 | 142.1682 | 307.6302 | 409.2347 | 368.4498 | 339.8584 | HOLTSVILLE 2 | 4.3161 | 6.3965 | 4.4574 | 9.6065 | 12.7114 | 11.2647 | 10.5563 | HOLTSVILLE 2 | 2.2506 | 3.2604 | 2.2242 | 4.6926 | 6.0786 | 5.2734 | 4.8378 | HOLTSVILLE 2 | 66.8 | 66.8 | 66.8 | 66.8 | 66.8 | 66.8 | 66.8
HOLTSVILLE 5 | 63.311 | 76.8081 | 50.6464 | 159.7395 | 296.1209 | 281.8308 | 258.0525 | HOLTSVILLE 5 | 4.5892 | 5.6337 | 3.7747 | 11.7571 | 21.7921 | 20.3149 | 18.5957 | HOLTSVILLE 5 | 1.023 | 1.2276 | 0.8052 | 2.4552 | 4.455 | 4.0656 | 3.6432 | HOLTSVILLE 5 | 66.8 | 66.8 | 66.8 | 66.8 | 66.8 | 66.8 | 66.8
HOLTSVILLE 6 | 90.5628 | 159.4756 | 54.3628 | 200.9121 | 313.9269 | 286.2083 | 284.5493 | HOLTSVILLE 6 | 2.7466 | 4.8168 | 1.6401 | 6.2692 | 9.744 | 8.6564 | 8.7993 | HOLTSVILLE 6 | 1.4322 | 2.4552 | 0.8184 | 3.0624 | 4.6596 | 4.0524 | 4.0326 | HOLTSVILLE 6 | 66.8 | 66.8 | 66.8 | 66.8 | 66.8 | 66.8 | 66.8
HOLTSVILLE 7 | 138.3044 | 253.0267 | 129.8004 | 230.3282 | 216.3767 | 349.4776 | 339.4575 | HOLTSVILLE 7 | 4.3161 | 7.6007 | 4.0606 | 7.1069 | 6.7766 | 10.8276 | 10.5707 | HOLTSVILLE 7 | 2.2506 | 3.8742 | 2.0262 | 3.4716 | 3.2406 | 5.0688 | 4.8444 | HOLTSVILLE 7 | 66.8 | 66.8 | 66.8 | 66.8 | 66.8 | 66.8 | 66.8
HOLTSVILLE C3 | 265.5366 | 444.9774 | 222.3627 | 626.5741 | 902.316 | 899.6921 | 586.1736 | HOLTSVILLE C3 | 8.1635 | 13.5521 | 6.8559 | 19.0788 | 27.8404 | 27.5959 | 18.1542 | HOLTSVILLE C3 | 4.2966 | 6.9498 | 3.4452 | 9.3984 | 13.3848 | 12.9558 | 8.2896 | HOLTSVILLE C3 | 133.6 | 133.6 | 133.6 | 133.6 | 133.6 | 133.6 | 133.6
HOLTSVILLE C8 | 217.4888 | 302.3375 | 222.041 | 489.7114 | 888.9763 | 718.4637 | 503.7945 | HOLTSVILLE C8 | 6.6086 | 9.1763 | 6.8428 | 14.9388 | 27.4148 | 22.0008 | 15.4947 | HOLTSVILLE C8 | 3.4782 | 4.7058 | 3.4386 | 7.359 | 13.1802 | 10.329 | 7.0752 | HOLTSVILLE C8 | 133.6 | 133.6 | 133.6 | 133.6 | 133.6 | 133.6 | 133.6
Holtwood 17 | 5401.4111 | 6366.3677 | 5994.0376 | 6338.5425 | 7201.5151 | 7918.4326 | 8307.3115 | Holtwood 17 | 597.7636 | 677.665 | 649.1636 | 689.2181 | 776.1713 | 845.9921 | 874.517 | Holtwood 17 | 273.1628 | 302.7133 | 283.8784 | 295.0506 | 325.2813 | 347.0798 | 351.2311 | Holtwood 17 | 73 | 73 | 73 | 73 | 73 | 73 | 73
Homer City NEY 1 | 28211.3379 | 29388.8027 | 28898.4668 | 29224.5645 | 29932.5332 | 30491.5137 | 31221.1816 | Homer City NEY 1 | 3709.7581 | 3807.8706 | 3889.7402 | 3973.0325 | 4057.6233 | 4143.7925 | 4238.7568 | Homer City NEY 1 | 2313.1721 | 2320.9668 | 2320.9668 | 2320.77 | 2320.2957 | 2319.697 | 2322.9153 | Homer City NEY 1 | 310 | 310 | 310 | 310 | 310 | 310 | 310
Homer City NEY 2 | 28257.1816 | 29438.2266 | 28947.125 | 29274.1523 | 29982.8848 | 30545.416 | 31274.6445 | Homer City NEY 2 | 3717.6038 | 3816.1426 | 3898.1899 | 3981.7205 | 4066.4412 | 4153.1577 | 4249.9458 | Homer City NEY 2 | 2318.0642 | 2326.0085 | 2326.0085 | 2325.845 | 2325.3384 | 2324.9399 | 2329.0469 | Homer City NEY 2 | 312 | 312 | 312 | 312 | 312 | 312 | 312
Homer City NEY 3 | 38157.4297 | 41194.1875 | 41250.4414 | 42036.8047 | 43470.8594 | 44899.2852 | 46585.6328 | Homer City NEY 3 | 3817.8943 | 3963.3684 | 4038.7825 | 4120.5737 | 4210.8301 | 4305.165 | 4398.8896 | Homer City NEY 3 | 2380.5991 | 2415.7454 | 2409.8992 | 2406.9534 | 2407.9048 | 2410.0337 | 2410.6711 | Homer City NEY 3 | 322 | 322 | 322 | 322 | 322 | 322 | 322
Homer City PN 1 | 27450.3945 | 28589.3828 | 28167.9492 | 28481.8301 | 29219.7734 | 29778.416 | 30448.9238 | Homer City PN 1 | 4014.7571 | 4120.2505 | 4217.5161 | 4308.2119 | 4407.333 | 4502.1113 | 4598.9072 | Homer City PN 1 | 2251.0955 | 2258.3052 | 2262.9626 | 2262.9724 | 2266.3123 | 2266.3225 | 2266.3225 | Homer City PN 1 | 310 | 310 | 310 | 310 | 310 | 310 | 310
Homer City PN 2 | 27228.1719 | 28324.834 | 27905.4805 | 28218.4277 | 28937.1445 | 29490.7578 | 30155.0762 | Homer City PN 2 | 3983.1287 | 4082.6484 | 4179.2671 | 4268.8774 | 4365.1294 | 4459.0981 | 4555.0049 | Homer City PN 2 | 2233.3611 | 2237.6951 | 2242.4395 | 2242.3113 | 2244.6106 | 2244.6704 | 2244.688 | Homer City PN 2 | 307 | 307 | 307 | 307 | 307 | 307 | 307
Homer City PN 3 | 34309.6953 | 36236 | 37053.4336 | 38075.8086 | 40850.9375 | 43156.875 | 45013.3242 | Homer City PN 3 | 1905.7943 | 1936.7296 | 2015.3351 | 2074.4021 | 2206.7493 | 2311.6016 | 2375.3066 | Homer City PN 3 | 2124.1462 | 2110.0938 | 2149.5208 | 2165.9526 | 2255.6448 | 2313.0884 | 2326.8083 | Homer City PN 3 | 325 | 325 | 325 | 325 | 325 | 325 | 325
Hope Crk joint 1 | 45472.3008 | 45916.3633 | 46230.2227 | 46483.3867 | 46831.5742 | 47121.1484 | 47409.793 | Hope Crk joint 1 | 12126.3545 | 12431.2656 | 12706.8232 | 12970.9736 | 13267.1387 | 13552.4785 | 13843.1367 | Hope Crk joint 1 | 6799.3115 | 6813.564 | 6818.0093 | 6813.2573 | 6822.1479 | 6822.1963 | 6821.8413 | Hope Crk joint 1 | 1073 | 1073 | 1073 | 1073 | 1073 | 1073 | 1073
HUBBARD 1 | 0 | 0 | 0 | 0 | 0 | 0 | 0 | HUBBARD 1 | 0 | 0 | 0 | 0 | 0 | 0 | 0 | HUBBARD 1 | 0 | 0 | 0 | 0 | 0 | 0 | 0 | HUBBARD 1 | 0 | 0 | 0 | 0 | 0 | 0 | 0
Hudson 1 | 14252.251 | 22279.2969 | 18321.4961 | 21531.8184 | 28804.709 | 38320.7188 | 41249.6211 | Hudson 1 | 786.0181 | 1276.6587 | 1071.593 | 1245.9261 | 1727.3168 | 2294.0266 | 2484.0688 | Hudson 1 | 359.1904 | 570.2842 | 468.6062 | 533.3743 | 723.8914 | 941.1559 | 997.6733 | Hudson 1 | 405 | 405 | 405 | 405 | 405 | 405 | 405
Hudson 2 | 58356.3672 | 62923.6992 | 62152.8086 | 64872.082 | 69914.1094 | 74380.375 | 77299.5547 | Hudson 2 | 8635.126 | 8962.6816 | 9004.8301 | 9416.2217 | 10074.0586 | 10640.2871 | 10889.6445 | Hudson 2 | 3946.0349 | 4003.6355 | 3937.8008 | 4031.0339 | 4221.8799 | 4365.3237 | 4373.5933 | Hudson 2 | 620 | 620 | 620 | 620 | 620 | 620 | 620
Hudson 3 | 1826.3257 | 2721.1565 | 2707.6289 | 2593.3059 | 7784.6997 | 12264.7705 | 11874.0801 | Hudson 3 | 70.5728 | 103.022 | 102.6301 | 99.5808 | 291.4211 | 459.1909 | 444.9387 | Hudson 3 | 16.125 | 23.01 | 22.44 | 21.315 | 61.065 | 94.1947 | 89.3501 | Hudson 3 | 150 | 150 | 150 | 150 | 150 | 150 | 150
Hudson Ave GT 3 | 29.6673 | 21.7142 | 21.9075 | 57.5723 | 117.4087 | 93.4764 | 85.5293 | Hudson Ave GT 3 | 1.6688 | 1.2194 | 1.2296 | 3.3083 | 6.7001 | 5.2766 | 4.83 | Hudson Ave GT 3 | 0.372 | 0.2657 | 0.2623 | 0.6909 | 1.3697 | 1.056 | 0.9463 | Hudson Ave GT 3 | 17.2 | 17.2 | 17.2 | 17.2 | 17.2 | 17.2 | 17.2
Hudson Ave GT 4 | 29.1724 | 52.3637 | 21.5388 | 65.6184 | 115.3831 | 96.134 | 84.063 | Hudson Ave GT 4 | 1.6688 | 2.9266 | 1.2296 | 3.8172 | 6.7001 | 5.5336 | 4.83 | Hudson Ave GT 4 | 0.372 | 0.6377 | 0.2623 | 0.7971 | 1.3697 | 1.1074 | 0.9463 | Hudson Ave GT 4 | 17.2 | 17.2 | 17.2 | 17.2 | 17.2 | 17.2 | 17.2
Hudson Ave GT 5 | 29.6673 | 43.9699 | 21.9075 | 66.7583 | 117.4087 | 97.7998 | 85.5293 | Hudson Ave GT 5 | 1.6688 | 2.4388 | 1.2296 | 3.8172 | 6.7001 | 5.5336 | 4.83 | Hudson Ave GT 5 | 0.372 | 0.5314 | 0.2623 | 0.7971 | 1.3697 | 1.1074 | 0.9463 | Hudson Ave GT 5 | 17.2 | 17.2 | 17.2 | 17.2 | 17.2 | 17.2 | 17.2
Hunlock 3 | 6006.1489 | 6249.9082 | 6148.1821 | 6219.2661 | 6371.3335 | 5954.8979 | 0 | Hunlock 3 | 687.898 | 705.3788 | 720.7913 | 736.4601 | 752.2939 | 704.8754 | 0 | Hunlock 3 | 367.6632 | 368.5301 | 368.6563 | 368.7423 | 368.7423 | 338.2279 | 0 | Hunlock 3 | 48 | 48 | 48 | 48 | 48 | 48 | 0
Hunterstown 1 | 192.9755 | 235.5597 | 62.9044 | 131.9945 | 298.3831 | 301.0533 | 532.8898 | Hunterstown 1 | 11.051 | 12.8304 | 3.5266 | 7.2693 | 16.1145 | 16.7386 | 29.4919 | Hunterstown 1 | 2.9619 | 3.3615 | 0.9045 | 1.8252 | 3.9609 | 4.0277 | 6.9471 | Hunterstown 1 | 27 | 27 | 27 | 27 | 27 | 27 | 27
Hunterstown 2 | 176.2016 | 230.8686 | 113.7162 | 77.3348 | 147.2158 | 278.9708 | 478.6571 | Hunterstown 2 | 11.6051 | 15.8912 | 7.7059 | 5.2477 | 10.1279 | 19.935 | 33.0108 | Hunterstown 2 | 3.1104 | 4.1634 | 1.9764 | 1.3176 | 2.4894 | 4.7968 | 7.776 | Hunterstown 2 | 27 | 27 | 27 | 27 | 27 | 27 | 27
Hunterstown 3 | 233.6798 | 237.4094 | 129.6258 | 121.374 | 305.0403 | 361.532 | 513.2631 | Hunterstown 3 | 13.0773 | 13.0056 | 7.0742 | 6.5811 | 16.4067 | 19.9619 | 28.1165 | Hunterstown 3 | 3.505 | 3.4074 | 1.8144 | 1.6524 | 4.0327 | 4.8033 | 6.6231 | Hunterstown 3 | 27 | 27 | 27 | 27 | 27 | 27 | 27
HUNTINGTON 1 | 122.3139 | 108.1104 | 119.1347 | 148.7502 | 174.9509 | 147.9163 | 135.1573 | HUNTINGTON 1 | 6.032 | 5.3315 | 5.8752 | 7.3357 | 8.6278 | 7.2946 | 6.6653 | HUNTINGTON 1 | 3.5153 | 3.0373 | 3.2765 | 4.0049 | 4.6112 | 3.8166 | 3.414 | HUNTINGTON 1 | 19.8 | 19.8 | 19.8 | 19.8 | 19.8 | 19.8 | 19.8
HUNTLEY 63 | 10217.3223 | 10651.0498 | 10417.1357 | 10631.6309 | 10941.8818 | 11178.0313 | 11361.043 | HUNTLEY 63 | 1423.0668 | 1485.1522 | 1516.9711 | 1561.4547 | 1600.8687 | 1638.2363 | 1665.1362 | HUNTLEY 63 | 634.4446 | 647.2376 | 647.1898 | 652.1469 | 654.5358 | 655.716 | 652.455 | HUNTLEY 63 | 90 | 90 | 90 | 90 | 90 | 90 | 90
HUNTLEY C64 | 30221.6816 | 30772.4492 | 30359.1875 | 30786.9004 | 31517.7227 | 32149.7578 | 32952.0313 | HUNTLEY C64 | 4483.0273 | 4541.1328 | 4681.1694 | 4787.5283 | 4900.9541 | 5024.8096 | 5182.8535 | HUNTLEY C64 | 2010.326 | 2000.4993 | 2017.7455 | 2020.0542 | 2016.8535 | 2017.996 | 2024.5524 | HUNTLEY C64 | 270 | 270 | 270 | 270 | 270 | 270 | 270
HUNTLEY C67 | 37198.8164 | 38048.957 | 37154.1094 | 37821.2422 | 38784.8555 | 39643.6641 | 40454.3828 | HUNTLEY C67 | 6221.1768 | 6329.8745 | 6459.5425 | 6630.3169 | 6798.436 | 6984.7642 | 7173.3843 | HUNTLEY C67 | 2789.7651 | 2788.491 | 2784.2852 | 2797.6018 | 2797.71 | 2805.1262 | 2802.103 | HUNTLEY C67 | 380 | 380 | 380 | 380 | 380 | 380 | 380
HYDROCARBON-AL 1 | 3.1246 | 1.5212 | 1.6908 | 4.3331 | 5.3598 | 3.0529 | 6.0897 | HYDROCARBON-AL 1 | 0.389 | 0.2053 | 0.2489 | 0.5714 | 0.787 | 0.4636 | 0.8963 | HYDROCARBON-AL 1 | 0.0859 | 0.0443 | 0.0526 | 0.1181 | 0.1593 | 0.0919 | 0.1739 | HYDROCARBON-AL 1 | 2 | 2 | 2 | 2 | 2 | 2 | 2
HYQB-Inter 1 | 0 | 0 | 0 | 0 | 0 | 0 | 0 | HYQB-Inter 1 | 0 | 0 | 0 | 0 | 0 | 0 | 0 | HYQB-Inter 1 | 0 | 0 | 0 | 0 | 0 | 0 | 0 | HYQB-Inter 1 | 1840 | 1900 | 1900 | 2300 | 2300 | 2300 | 2300
Indeck-Corinth 1 | 7044.231 | 7866.8931 | 7827.8696 | 8608.1426 | 9034.9189 | 8887.2285 | 8822.5352 | Indeck-Corinth 1 | 1458.0348 | 1680.0245 | 1695.8473 | 1869.3944 | 1969.0953 | 1948.7372 | 1918.3423 | Indeck-Corinth 1 | 323.4001 | 364.2607 | 359.9523 | 388.4372 | 400.5422 | 388.0578 | 373.9649 | Indeck-Corinth 1 | 80 | 80 | 80 | 80 | 80 | 80 | 80
Indeck-Corinth 2 | 5687.209 | 6403.0986 | 6417.5566 | 6940.7588 | 7516.106 | 7957.7495 | 8041.7949 | Indeck-Corinth 2 | 520.3465 | 606.5927 | 614.3488 | 667.498 | 723.3572 | 764.7409 | 761.9304 | Indeck-Corinth 2 | 234.3289 | 267.0267 | 264.7489 | 281.5988 | 298.7412 | 309.185 | 301.565 | Indeck-Corinth 2 | 48 | 48 | 48 | 48 | 48 | 48 | 48
INDECK-ILION 1 | 573.3983 | 957.9231 | 869.3564 | 1741.1224 | 2225.084 | 1775.835 | 1510.0125 | INDECK-ILION 1 | 105.2152 | 190.1094 | 164.7196 | 336.5456 | 437.5818 | 356.1971 | 291.5173 | INDECK-ILION 1 | 23.3373 | 41.2193 | 34.9626 | 69.9301 | 89.0104 | 70.9306 | 56.8289 | INDECK-ILION 1 | 56.8 | 56.8 | 56.8 | 56.8 | 56.8 | 56.8 | 56.8
INDECK-OLEAN 1 | 5697.2139 | 7202.3887 | 6815.7153 | 8347.8838 | 9294.0156 | 9854.0566 | 10501.5947 | INDECK-OLEAN 1 | 523.5113 | 684.072 | 653.4642 | 796.58 | 892.3314 | 946.667 | 987.0007 | INDECK-OLEAN 1 | 235.7541 | 301.1337 | 281.6054 | 336.0549 | 368.5264 | 382.7378 | 390.6458 | INDECK-OLEAN 1 | 78 | 78 | 78 | 78 | 78 | 78 | 78
INDECK-OSWEGO 1 | 643.1718 | 1047.6125 | 1192.7808 | 1725.5138 | 2078.3069 | 1960.1604 | 2066.9207 | INDECK-OSWEGO 1 | 113.7108 | 203.0362 | 227.0351 | 327.0675 | 399.8146 | 382.969 | 391.2314 | INDECK-OSWEGO 1 | 25.2217 | 44.022 | 48.1894 | 67.9606 | 81.328 | 76.2618 | 76.2673 | INDECK-OSWEGO 1 | 63 | 63 | 63 | 63 | 63 | 63 | 63
Indeck-Silver 1 | 3301.5352 | 3860.574 | 4032.5669 | 4767.5967 | 5293.1489 | 5190.7944 | 5515.6313 | Indeck-Silver 1 | 299.4096 | 363.1555 | 378.3636 | 447.7351 | 501.0821 | 490.4166 | 513.733 | Indeck-Silver 1 | 134.8338 | 159.8638 | 163.0529 | 188.887 | 206.9433 | 198.2756 | 203.3308 | Indeck-Silver 1 | 39 | 39 | 39 | 39 | 39 | 39 | 39
Indeck-Silver 2 | 1275.6011 | 1521.9897 | 1655.6516 | 1858.3594 | 2148.521 | 2116.5469 | 2209.4929 | Indeck-Silver 2 | 115.4917 | 143.1848 | 156.1997 | 176.2388 | 203.042 | 200.282 | 205.8987 | Indeck-Silver 2 | 52.0096 | 63.0311 | 67.3131 | 74.3502 | 83.8549 | 80.9741 | 81.4928 | Indeck-Silver 2 | 16 | 16 | 16 | 16 | 16 | 16 | 16
INDECK-YERKES 1 | 258.3713 | 677.365 | 718.8032 | 1402.7129 | 1379.5857 | 1135.373 | 1245.9657 | INDECK-YERKES 1 | 45.6986 | 132.3238 | 137.2626 | 266.7891 | 268.5578 | 224.0196 | 233.2335 | INDECK-YERKES 1 | 10.1362 | 28.6903 | 29.1347 | 55.4355 | 54.6285 | 44.6097 | 45.4669 | INDECK-YERKES 1 | 57.4 | 57.4 | 57.4 | 57.4 | 57.4 | 57.4 | 57.4
Indian Point 2 | 35880.7969 | 36248.9297 | 36464.3047 | 0 | 0 | 0 | 0 | Indian Point 2 | 15447.1719 | 15843.3115 | 16180.1426 | 0 | 0 | 0 | 0 | Indian Point 2 | 6886.7974 | 6904.6021 | 6902.981 | 0 | 0 | 0 | 0 | Indian Point 2 | 951 | 951 | 951 | 0 | 0 | 0 | 0
Indian Point 3 | 38442.1992 | 0 | 0 | 0 | 0 | 0 | 0 | Indian Point 3 | 16241.668 | 0 | 0 | 0 | 0 | 0 | 0 | Indian Point 3 | 7241.0063 | 0 | 0 | 0 | 0 | 0 | 0 | Indian Point 3 | 1000 | 0 | 0 | 0 | 0 | 0 | 0
Indian Point G 1 | 30.0587 | 72.8271 | 18.8733 | 73.4217 | 136.3235 | 108.7643 | 91.14 | Indian Point G 1 | 1.4701 | 3.6095 | 0.9218 | 3.7663 | 6.981 | 5.5147 | 4.6189 | Indian Point G 1 | 0.3277 | 0.7865 | 0.1966 | 0.7865 | 1.4271 | 1.1037 | 0.9049 | Indian Point G 1 | 25.4 | 25.4 | 25.4 | 25.4 | 25.4 | 25.4 | 25.4
Indian River 1 | 8078.2202 | 8473.8984 | 9138.6533 | 9147.9951 | 10363.1992 | 11083.5107 | 11566.6992 | Indian River 1 | 1148.2162 | 1158.905 | 1271.8898 | 1276.157 | 1434.3506 | 1521.9982 | 1565.1526 | Indian River 1 | 524.7057 | 517.6836 | 556.1958 | 546.316 | 601.1138 | 624.4206 | 628.6102 | Indian River 1 | 90 | 90 | 90 | 90 | 90 | 90 | 90
Indian River 10 | 125.6392 | 208.0589 | 234.2638 | 187.6028 | 575.1297 | 906.0739 | 907.6332 | Indian River 10 | 9.0254 | 14.6957 | 16.4524 | 13.333 | 39.8669 | 62.7957 | 62.8825 | Indian River 10 | 2.0622 | 3.2823 | 3.5973 | 2.8539 | 8.3538 | 12.8814 | 12.6277 | Indian River 10 | 21 | 21 | 21 | 21 | 21 | 21 | 21
Indian River 2 | 8335.2031 | 8459.7207 | 8703.9492 | 9045.5742 | 9784.0342 | 11259.8457 | 11755.376 | Indian River 2 | 1161.9348 | 1134.4407 | 1187.9412 | 1238.7333 | 1329.4315 | 1518.7834 | 1562.4081 | Indian River 2 | 530.9749 | 506.7554 | 519.4851 | 530.2951 | 557.144 | 623.1016 | 627.5079 | Indian River 2 | 90 | 90 | 90 | 90 | 90 | 90 | 90
Indian River 3 | 14514.8936 | 14706.8604 | 16353.1836 | 17049.2246 | 17952.3711 | 19325.25 | 20272.498 | Indian River 3 | 2220.8699 | 2164.3994 | 2448.0046 | 2555.4202 | 2666.4756 | 2846.0564 | 2941.2209 | Indian River 3 | 1014.8813 | 966.8386 | 1070.5093 | 1093.9617 | 1117.4781 | 1167.6337 | 1181.2786 | Indian River 3 | 165 | 165 | 165 | 165 | 165 | 165 | 165
Indian River 4 | 40061.5195 | 42689.2773 | 43094.9336 | 43843.7383 | 48343.9727 | 50931.5977 | 53464.7305 | Indian River 4 | 5451.0278 | 5587.6138 | 5742.7393 | 5857.5967 | 6417.4189 | 6715.7778 | 6942.8745 | Indian River 4 | 2490.9822 | 2495.9905 | 2511.2925 | 2507.6055 | 2689.4397 | 2755.239 | 2788.457 | Indian River 4 | 403 | 403 | 403 | 403 | 403 | 403 | 403
Indiana Univ 1 | 0 | 0 | 0 | 0 | 21.7858 | 49.1359 | 80.098 | Indiana Univ 1 | 0 | 0 | 0 | 0 | 2.125 | 4.7771 | 7.8443 | Indiana Univ 1 | 0 | 0 | 0 | 0 | 0.4464 | 0.9824 | 1.5792 | Indiana Univ 1 | 16 | 16 | 16 | 16 | 16 | 16 | 16
Inter-MECL 1 | 0 | 0 | 0 | 0 | 0 | 0 | 0 | Inter-MECL 1 | 0 | 0 | 0 | 0 | 0 | 0 | 0 | Inter-MECL 1 | 0 | 0 | 0 | 0 | 0 | 0 | 0 | Inter-MECL 1 | 25 | 25 | 25 | 25 | 25 | 25 | 25
Inter-NBPC 1 | 0 | 0 | 0 | 0 | 0 | 0 | 0 | Inter-NBPC 1 | 0 | 0 | 0 | 0 | 0 | 0 | 0 | Inter-NBPC 1 | 0 | 0 | 0 | 0 | 0 | 0 | 0 | Inter-NBPC 1 | 142 | 142 | 142 | 142 | 142 | 142 | 142
Inter-NSPI 1 | 0 | 0 | 0 | 0 | 0 | 0 | 0 | Inter-NSPI 1 | 0 | 0 | 0 | 0 | 0 | 0 | 0 | Inter-NSPI 1 | 0 | 0 | 0 | 0 | 0 | 0 | 0 | Inter-NSPI 1 | 269 | 270 | 291 | 306 | 307 | 313 | 313
Inter-ONHY 1 | 0 | 0 | 0 | 0 | 0 | 0 | 0 | Inter-ONHY 1 | 0 | 0 | 0 | 0 | 0 | 0 | 0 | Inter-ONHY 1 | 0 | 0 | 0 | 0 | 0 | 0 | 0 | Inter-ONHY 1 | 666 | 666 | 666 | 666 | 666 | 666 | 666
Ipswich Dsl 2 | 5.8988 | 1.2278 | 0 | 1.8688 | 0.1224 | 1.1487 | 0.1233 | Ipswich Dsl 2 | 0.5714 | 0.1003 | 0 | 0.2045 | 0.0136 | 0.1236 | 0.0138 | Ipswich Dsl 2 | 0.182 | 0.0312 | 0 | 0.061 | 0.004 | 0.0354 | 0.0039 | Ipswich Dsl 2 | 1.4 | 1.4 | 1.4 | 1.4 | 1.4 | 1.4 | 1.4
Ipswich Dsl 3 | 3.3617 | 0.5731 | 0.0933 | 1.39 | 0.1082 | 1.0895 | 0.1071 | Ipswich Dsl 3 | 0.2074 | 0.0332 | 0.0054 | 0.0818 | 0.0061 | 0.0607 | 0.0061 | Ipswich Dsl 3 | 0.0661 | 0.0103 | 0.0017 | 0.0244 | 0.0018 | 0.0174 | 0.0017 | Ipswich Dsl 3 | 0.6 | 0.6 | 0.6 | 0.6 | 0.6 | 0.6 | 0.6
Ipswich Dsl 6 | 4.7791 | 0.955 | 0.1186 | 1.4551 | 0.0952 | 1.0164 | 0.0959 | Ipswich Dsl 6 | 0.4466 | 0.078 | 0.0095 | 0.1592 | 0.0106 | 0.1063 | 0.0107 | Ipswich Dsl 6 | 0.1422 | 0.0243 | 0.0029 | 0.0475 | 0.0031 | 0.0304 | 0.003 | Ipswich Dsl 6 | 1.1 | 1.1 | 1.1 | 1.1 | 1.1 | 1.1 | 1.1
Ipswich Dsl 7 | 5.6823 | 0.6552 | 0.1609 | 2.3979 | 0.1865 | 1.3014 | 0.1847 | Ipswich Dsl 7 | 0.4571 | 0.0496 | 0.0122 | 0.1844 | 0.0136 | 0.0949 | 0.0138 | Ipswich Dsl 7 | 0.1456 | 0.0154 | 0.0037 | 0.055 | 0.004 | 0.0271 | 0.0039 | Ipswich Dsl 7 | 1.4 | 1.4 | 1.4 | 1.4 | 1.4 | 1.4 | 1.4
Ipswich Dsl 8 | 5.0445 | 1.0394 | 0.1251 | 1.8683 | 0 | 1.1678 | 0.1437 | Ipswich Dsl 8 | 0.4045 | 0.078 | 0.0095 | 0.1431 | 0 | 0.085 | 0.0107 | Ipswich Dsl 8 | 0.1288 | 0.0243 | 0.0029 | 0.0427 | 0 | 0.0243 | 0.003 | Ipswich Dsl 8 | 1.1 | 1.1 | 1.1 | 1.1 | 1.1 | 1.1 | 1.1
Ipswich Dsl 9 | 5.5076 | 1.2278 | 0.1525 | 1.5091 | 0.1224 | 0.9906 | 0.1233 | Ipswich Dsl 9 | 0.5131 | 0.1003 | 0.0122 | 0.1645 | 0.0136 | 0.1106 | 0.0138 | Ipswich Dsl 9 | 0.1634 | 0.0312 | 0.0037 | 0.0491 | 0.004 | 0.0316 | 0.0039 | Ipswich Dsl 9 | 1.4 | 1.4 | 1.4 | 1.4 | 1.4 | 1.4 | 1.4
Ipswich Dsl C1 | 22.4523 | 4.2482 | 0.4065 | 6.2718 | 0.4353 | 4.5395 | 0.3289 | Ipswich Dsl C1 | 2.1317 | 0.3423 | 0.0323 | 0.6819 | 0.0482 | 0.473 | 0.0368 | Ipswich Dsl C1 | 0.6832 | 0.1077 | 0.0099 | 0.2054 | 0.0142 | 0.1355 | 0.0103 | Ipswich Dsl C1 | 5.2 | 5.2 | 5.2 | 5.2 | 5.2 | 5.2 | 5.2
Iroq Falls-No 1 | 30420.1152 | 30901.2012 | 31430.4395 | 31920.625 | 32499.957 | 33148.5781 | 33870.3594 | Iroq Falls-No 1 | 788.8748 | 808.7632 | 826.9034 | 844.2413 | 862.9774 | 880.934 | 899.874 | Iroq Falls-No 1 | 703.4066 | 704.9268 | 705.5685 | 705.2006 | 705.6788 | 705.2006 | 705.2006 | Iroq Falls-No 1 | 92.8 | 92.8 | 92.8 | 92.8 | 92.8 | 92.8 | 92.8
ISLIP IC 1 | 23.5684 | 30.8518 | 22.5173 | 32.0705 | 34.3614 | 35.7296 | 42.5346 | ISLIP IC 1 | 3.9898 | 5.2227 | 3.8118 | 5.429 | 5.8168 | 6.0485 | 7.2004 | ISLIP IC 1 | 0.8806 | 1.1268 | 0.8051 | 1.1225 | 1.1774 | 1.1985 | 1.3967 | ISLIP IC 1 | 1.7 | 1.7 | 1.7 | 1.7 | 1.7 | 1.7 | 1.7
ISLIP ST 1 | 494.8126 | 465.2291 | 399.9824 | 494.5663 | 550.5256 | 494.1633 | 520.6027 | ISLIP ST 1 | 31.7225 | 29.8259 | 25.6429 | 31.7067 | 35.2942 | 31.6808 | 33.3759 | ISLIP ST 1 | 18.4873 | 16.9912 | 14.3008 | 17.3103 | 18.8634 | 16.5758 | 17.0951 | ISLIP ST 1 | 8.6 | 8.6 | 8.6 | 8.6 | 8.6 | 8.6 | 8.6
J A FitzPatric 1 | 27333.959 | 27624.7402 | 27787.791 | 0 | 0 | 0 | 0 | J A FitzPatric 1 | 10992.4912 | 11278.5957 | 11517.9434 | 0 | 0 | 0 | 0 | J A FitzPatric 1 | 5326.9263 | 5342.6895 | 5341.2324 | 0 | 0 | 0 | 0 | J A FitzPatric 1 | 830 | 830 | 830 | 0 | 0 | 0 | 0
J C MCNEIL Joi 1 | 1470.1285 | 910.9515 | 1119.2781 | 1467.0686 | 1444.3689 | 1320.2838 | 0 | J C MCNEIL Joi 1 | 17.8996 | 11.0584 | 13.6567 | 17.8303 | 17.6017 | 16.1043 | 0 | J C MCNEIL Joi 1 | 40.7232 | 24.5932 | 29.7326 | 38.0019 | 36.7251 | 32.8937 | 0 | J C MCNEIL Joi 1 | 53 | 53 | 53 | 53 | 53 | 53 | 0
Jenkins C1 | 203.0497 | 274.3934 | 119.4506 | 164.5609 | 367.6894 | 381.7807 | 700.702 | Jenkins C1 | 11.1728 | 14.5782 | 6.3847 | 8.5946 | 19.3595 | 20.7662 | 37.6272 | Jenkins C1 | 3.2958 | 4.2012 | 1.8036 | 2.3742 | 5.2182 | 5.4648 | 9.648 | Jenkins C1 | 36 | 36 | 36 | 36 | 36 | 36 | 36
JENNISON 1 | 1955.2974 | 1894.0204 | 3317.1162 | 2764.637 | 2436.6692 | 3537.3918 | 3857.2842 | JENNISON 1 | 189.4625 | 184.1383 | 337.3177 | 283.7512 | 249.2959 | 361.3911 | 394.01 | JENNISON 1 | 84.4679 | 80.2485 | 143.9109 | 118.5096 | 101.9278 | 144.6494 | 154.3861 | JENNISON 1 | 33 | 33 | 33 | 33 | 33 | 33 | 33
JENNISON 2 | 1940.911 | 2859.5996 | 2085.7786 | 3374.7446 | 3918.5327 | 3209.5134 | 3770.3306 | JENNISON 2 | 171.208 | 251.9636 | 192.7396 | 315.2428 | 363.4214 | 297.9062 | 351.7155 | JENNISON 2 | 76.3295 | 109.8071 | 82.2291 | 131.6622 | 148.5895 | 119.2391 | 137.8137 | JENNISON 2 | 38 | 38 | 38 | 38 | 38 | 38 | 38
Jepson 1-4 14 | 8.6842 | 1.6058 | 0.1933 | 3.0995 | 0.2241 | 2.0416 | 0 | Jepson 1-4 14 | 0.645 | 0.1115 | 0.0136 | 0.2193 | 0.0152 | 0.1369 | 0 | Jepson 1-4 14 | 0.2054 | 0.0347 | 0.0041 | 0.0654 | 0.0044 | 0.0391 | 0 | Jepson 1-4 14 | 8 | 8 | 8 | 8 | 8 | 8 | 8
JMC-SELKIRK 1 | 3583.2764 | 5652.2988 | 5085.2227 | 5163.9551 | 6625.7095 | 7301.7222 | 6296.1318 | JMC-SELKIRK 1 | 655.5327 | 1063.7148 | 967.7011 | 1002.3373 | 1289.6201 | 1405.4706 | 1192.6222 | JMC-SELKIRK 1 | 145.4007 | 230.6331 | 205.3995 | 208.2734 | 262.3272 | 279.8755 | 232.4918 | JMC-SELKIRK 1 | 104.1 | 104.1 | 104.1 | 104.1 | 104.1 | 104.1 | 104.1
Kamine-Boise 1 | 505.7962 | 923.6145 | 551.4109 | 1328.4103 | 1842.7039 | 1816.4315 | 1509.1154 | Kamine-Boise 1 | 94.5813 | 184.0356 | 112.1713 | 265.5512 | 366.9066 | 367.4567 | 295.6927 | Kamine-Boise 1 | 20.9787 | 39.9024 | 23.8089 | 55.1783 | 74.6341 | 73.1727 | 57.6428 | Kamine-Boise 1 | 59.7 | 59.7 | 59.7 | 59.7 | 59.7 | 59.7 | 59.7
KAMINE-CARTHAG 1 | 669.8253 | 1032.7285 | 1095.4891 | 1998.8451 | 2388.4856 | 2018.0947 | 2227.5195 | KAMINE-CARTHAG 1 | 120.7924 | 200.5977 | 207.1146 | 381.6787 | 462.1809 | 392.5726 | 420.0124 | KAMINE-CARTHAG 1 | 26.7924 | 43.4933 | 43.9611 | 79.3081 | 94.0142 | 78.1741 | 81.8779 | KAMINE-CARTHAG 1 | 68.4 | 68.4 | 68.4 | 68.4 | 68.4 | 68.4 | 68.4
Kamine-Gouvern 2 | 635.9119 | 755.5578 | 750.7404 | 898.3987 | 972.7878 | 1012.4786 | 1080.3689 | Kamine-Gouvern 2 | 135.6553 | 164.5529 | 163.2651 | 194.0428 | 212.6695 | 222.7973 | 235.2454 | Kamine-Gouvern 2 | 30.0891 | 35.6781 | 34.6539 | 40.3197 | 43.26 | 44.3663 | 45.8591 | Kamine-Gouvern 2 | 11 | 11 | 11 | 11 | 11 | 11 | 11
KAMINE-GOUVNR 1 | 130.4501 | 320.8257 | 271.8911 | 757.8441 | 875.8111 | 817.9978 | 689.1523 | KAMINE-GOUVNR 1 | 23.8715 | 63.1986 | 55.3594 | 146.7066 | 171.3698 | 162.5834 | 132.083 | KAMINE-GOUVNR 1 | 5.2948 | 13.7026 | 11.7503 | 30.4838 | 34.8591 | 32.3757 | 25.7485 | KAMINE-GOUVNR 1 | 38 | 38 | 38 | 38 | 38 | 38 | 38
KAMINE-S GLENS 1 | 628.9482 | 896.126 | 962.498 | 1713.7145 | 2018.6501 | 1743.1254 | 1887.8363 | KAMINE-S GLENS 1 | 114.4109 | 175.834 | 183.7456 | 326.054 | 394.5221 | 345.9217 | 359.243 | KAMINE-S GLENS 1 | 25.377 | 38.1241 | 39.0009 | 67.75 | 80.2514 | 68.8844 | 70.0314 | KAMINE-S GLENS 1 | 64.9 | 64.9 | 64.9 | 64.9 | 64.9 | 64.9 | 64.9
Kapuskasing (T 1 | 16346.4609 | 16606.3047 | 16887.4727 | 17150.6621 | 17461.0762 | 17812.0293 | 18200.6953 | Kapuskasing (T 1 | 425.263 | 436.0034 | 445.6793 | 455.0032 | 465.0583 | 474.7786 | 484.9864 | Kapuskasing (T 1 | 379.1892 | 380.0254 | 380.2829 | 380.0672 | 380.2901 | 380.0673 | 380.0673 | Kapuskasing (T 1 | 48 | 48 | 48 | 48 | 48 | 48 | 48
KCS 1 | 18282.1113 | 19271.3145 | 18851.9473 | 19224.8047 | 20357.0684 | 20770.7773 | 21237.3574 | KCS 1 | 2455.9919 | 2550.9775 | 2592.677 | 2670.6194 | 2819.9011 | 2884.5525 | 2946.4607 | KCS 1 | 1476.7452 | 1499.373 | 1491.8085 | 1504.3134 | 1554.9694 | 1557.1412 | 1557.0833 | KCS 1 | 203 | 203 | 203 | 203 | 203 | 203 | 203
Kearny 12 | 1587.8206 | 2851.7935 | 2462.3501 | 2524.1016 | 6415.0249 | 11103.8027 | 11105.0869 | Kearny 12 | 110.884 | 194.8715 | 169.2079 | 175.136 | 435.7077 | 753.6039 | 752.1223 | Kearny 12 | 25.3356 | 43.5246 | 36.9972 | 37.4874 | 91.2991 | 154.5882 | 151.0369 | Kearny 12 | 258 | 258 | 258 | 258 | 258 | 258 | 258
Kearny 9 | 148.9321 | 233.4074 | 228.0547 | 205.1003 | 583.8984 | 980.8311 | 944.5322 | Kearny 9 | 11.4395 | 18.4607 | 17.9034 | 16.6281 | 45.608 | 76.9482 | 73.9549 | Kearny 9 | 2.6138 | 4.1232 | 3.9146 | 3.5592 | 9.5568 | 15.7845 | 14.8512 | Kearny 9 | 24 | 24 | 24 | 24 | 24 | 24 | 24
Kearny C10 | 1894.6731 | 2623.6582 | 3079.3552 | 2467.4373 | 7334.7422 | 12190.0605 | 12642.7119 | Kearny C10 | 147.9487 | 210.9581 | 246.5732 | 202.9357 | 579.8642 | 983.6782 | 1016.9127 | Kearny C10 | 33.2469 | 46.3644 | 53.0265 | 42.7233 | 119.3136 | 197.5257 | 199.0044 | Kearny C10 | 318 | 318 | 318 | 318 | 318 | 318 | 318
Kearny C7 | 19380.3477 | 23379.1309 | 22031.0098 | 24411.9629 | 28760.3613 | 32411.6758 | 33017.4961 | Kearny C7 | 1743.9249 | 2047.8135 | 1946.2401 | 2157.2371 | 2594.9277 | 2948.7134 | 3046.0886 | Kearny C7 | 782.0291 | 902.1206 | 838.8966 | 910.2266 | 1067.8713 | 1184.2223 | 1189.8784 | Kearny C7 | 296 | 296 | 296 | 296 | 296 | 296 | 296
Keele Valley 1 | 6270.2739 | 6428.7568 | 6570.7993 | 6708.1577 | 6856.1411 | 6999.7148 | 7150.2056 | Keele Valley 1 | 270.3054 | 277.137 | 283.2612 | 289.182 | 295.5619 | 301.7505 | 308.2381 | Keele Valley 1 | 241.02 | 241.5557 | 241.6972 | 241.5557 | 241.6886 | 241.5557 | 241.5557 | Keele Valley 1 | 30 | 30 | 30 | 30 | 30 | 30 | 30
Kendall Sq 1- 13 | 1139.6865 | 459.5442 | 555.8401 | 479.9071 | 426.5023 | 465.8211 | 383.0091 | Kendall Sq 1- 13 | 11.6975 | 3.9377 | 4.5712 | 3.7987 | 3.2378 | 3.4635 | 2.7806 | Kendall Sq 1- 13 | 26.6129 | 8.7573 | 9.9521 | 8.0963 | 6.7554 | 7.0743 | 5.56 | Kendall Sq 1- 13 | 64 | 64 | 64 | 64 | 64 | 64 | 64
Kendall Sq J C1 | 136.4667 | 18.258 | 1.8054 | 20.0284 | 5.1419 | 26.1412 | 9.0594 | Kendall Sq J C1 | 6.5413 | 0.5551 | 0.0947 | 0.6384 | 0.1787 | 0.7862 | 0.3278 | Kendall Sq J C1 | 2.0966 | 0.1746 | 0.0291 | 0.1923 | 0.0526 | 0.2253 | 0.0916 | Kendall Sq J C1 | 46 | 46 | 46 | 46 | 46 | 46 | 46
Kenilworth 1 | 635.6426 | 889.8514 | 970.9839 | 1008.7999 | 1297.8916 | 1515.53 | 1508.7969 | Kenilworth 1 | 26.3647 | 38.4307 | 42.162 | 44.2738 | 57.4171 | 66.9327 | 66.33 | Kenilworth 1 | 24.096 | 34.334 | 36.8747 | 37.9068 | 48.1252 | 54.9201 | 53.28 | Kenilworth 1 | 15 | 15 | 15 | 15 | 15 | 15 | 15
KES-CHATEAUGAY 1 | 4618.458 | 4738.5806 | 4840.4604 | 4947.6455 | 5051.2217 | 5156.8423 | 5270.7603 | KES-CHATEAUGAY 1 | 234.3226 | 240.4173 | 245.5863 | 251.0247 | 256.279 | 261.6384 | 267.4174 | KES-CHATEAUGAY 1 | 136.5592 | 136.961 | 136.961 | 137.0475 | 136.9712 | 136.8924 | 136.9712 | KES-CHATEAUGAY 1 | 17.8 | 17.8 | 17.8 | 17.8 | 17.8 | 17.8 | 17.8
Keyst IC joint 1 | 0 | 0 | 0 | 0 | 0 | 0 | 0 | Keyst IC joint 1 | 0 | 0 | 0 | 0 | 0 | 0 | 0 | Keyst IC joint 1 | 0 | 0 | 0 | 0 | 0 | 0 | 0 | Keyst IC joint 1 | 10.8 | 10.8 | 10.8 | 10.8 | 10.8 | 10.8 | 10.8
Keyst ST joi C1 | 146634.75 | 152601.4844 | 150136.2813 | 151819.2344 | 155539.9531 | 158560.5469 | 162122.4063 | Keyst ST joi C1 | 16158.9316 | 16569.9395 | 16954.084 | 17325.1543 | 17696.125 | 18204.3262 | 18701.5059 | Keyst ST joi C1 | 12429.9482 | 12458.6006 | 12466.2393 | 12464.1396 | 12462.0615 | 12468.7178 | 12467.6699 | Keyst ST joi C1 | 1700 | 1700 | 1700 | 1700 | 1700 | 1700 | 1700
Keystone Lan IPP | 25.6935 | 35.1571 | 39.0358 | 42.0817 | 51.182 | 52.1447 | 67.2502 | Keystone Lan IPP | 3.5658 | 4.8792 | 5.4175 | 5.8402 | 7.1032 | 7.2368 | 9.3332 | Keystone Lan IPP | 0.8168 | 1.0925 | 1.1875 | 1.2532 | 1.4921 | 1.4882 | 1.8789 | Keystone Lan IPP | 5 | 5 | 5 | 5 | 5 | 5 | 5
KIAC (JFK) 1 | 11042.6367 | 12965.332 | 12668.1338 | 13993.1934 | 15002.2158 | 15832.9512 | 15996.5332 | KIAC (JFK) 1 | 971.7552 | 1184.9232 | 1163.4209 | 1296.7394 | 1397.7523 | 1469.59 | 1465.9766 | KIAC (JFK) 1 | 437.6129 | 521.6122 | 501.3674 | 547.0582 | 577.2615 | 594.1556 | 580.22 | KIAC (JFK) 1 | 100 | 100 | 100 | 100 | 100 | 100 | 100
Kingston Cog 1 | 28363.1094 | 28785.8066 | 29288.8008 | 29743.3848 | 30282.041 | 30903.998 | 31573.6602 | Kingston Cog 1 | 1878.1095 | 1925.0269 | 1967.3667 | 2009.3727 | 2053.3777 | 2097.2063 | 2142.1992 | Kingston Cog 1 | 558.2106 | 559.2916 | 559.5623 | 559.4809 | 559.7 | 559.6147 | 559.5894 | Kingston Cog 1 | 103.9 | 103.9 | 103.9 | 103.9 | 103.9 | 103.9 | 103.9
Kinsley Landfi 1 | 25.0394 | 34.7863 | 33.7824 | 40.2094 | 60.3228 | 76.9697 | 82.3141 | Kinsley Landfi 1 | 3.633 | 5.0472 | 4.9015 | 5.834 | 8.7523 | 11.1676 | 11.943 | Kinsley Landfi 1 | 0.8322 | 1.1301 | 1.0744 | 1.2519 | 1.8386 | 2.2966 | 2.4043 | Kinsley Landfi 1 | 2.6 | 2.6 | 2.6 | 2.6 | 2.6 | 2.6 | 2.6
KINTIGH 1 | 62025.2852 | 63634.2148 | 63032.6055 | 63690.5938 | 64905.4844 | 66037.5938 | 67502.9453 | KINTIGH 1 | 3420.4834 | 3507.4841 | 3582.8948 | 3662.5725 | 3739.6147 | 3818.2251 | 3902.6201 | KINTIGH 1 | 5258.4517 | 5270.9688 | 5270.9688 | 5274.7783 | 5272.3779 | 5269.9058 | 5273.0176 | KINTIGH 1 | 675 | 675 | 675 | 675 | 675 | 675 | 675
Kirkland Lake 1 | 2717.115 | 2785.7849 | 2847.3523 | 2906.8672 | 2970.9966 | 3033.2041 | 3098.4219 | Kirkland Lake 1 | 117.1323 | 120.0927 | 122.7465 | 125.3122 | 128.0768 | 130.7586 | 133.5699 | Kirkland Lake 1 | 104.442 | 104.6741 | 104.7354 | 104.6741 | 104.7317 | 104.6741 | 104.6741 | Kirkland Lake 1 | 13 | 13 | 13 | 13 | 13 | 13 | 13
Kirkland Lake 2 | 30314.4121 | 30796.2852 | 31317.6895 | 31805.7656 | 32381.4434 | 33032.3047 | 33753.0703 | Kirkland Lake 2 | 788.6583 | 808.5769 | 826.5199 | 843.8112 | 862.4582 | 880.4852 | 899.4155 | Kirkland Lake 2 | 703.2136 | 704.7645 | 705.2413 | 704.8412 | 705.2543 | 704.8413 | 704.8413 | Kirkland Lake 2 | 89 | 89 | 89 | 89 | 89 | 89 | 89
Koppers Co 1 | 207.7687 | 243.6082 | 296.8751 | 291.1635 | 351.1823 | 398.9965 | 442.3395 | Koppers Co 1 | 12.6323 | 14.8114 | 18.05 | 17.7027 | 21.3519 | 24.259 | 26.8942 | Koppers Co 1 | 7.5956 | 8.7056 | 10.3858 | 9.9716 | 11.774 | 13.0955 | 14.2125 | Koppers Co 1 | 7 | 7 | 7 | 7 | 7 | 7 | 7
L C P CHEMICA 1 | 450.0351 | 933.1509 | 753.6448 | 1782.6803 | 1927.1409 | 1847.0653 | 1744.8031 | L C P CHEMICA 1 | 82.4989 | 183.1273 | 151.717 | 350.7192 | 380.5953 | 368.544 | 340.8048 | L C P CHEMICA 1 | 18.2987 | 39.7054 | 32.2027 | 72.8752 | 77.4185 | 73.3893 | 66.4371 | L C P CHEMICA 1 | 67.8 | 67.8 | 67.8 | 67.8 | 67.8 | 67.8 | 67.8
L STREET JET 1 | 107.0145 | 24.5168 | 3.9356 | 33.3776 | 9.9378 | 38.9608 | 10.0331 | L STREET JET 1 | 4.1927 | 1.0076 | 0.1659 | 1.4105 | 0.3639 | 1.3728 | 0.3705 | L STREET JET 1 | 1.3354 | 0.3137 | 0.0506 | 0.4209 | 0.1063 | 0.3926 | 0.1037 | L STREET JET 1 | 22.3 | 22.3 | 22.3 | 22.3 | 22.3 | 22.3 | 22.3
L&D Landfill 1 | 6.0452 | 0.9245 | 0 | 0 | 0 | 0 | 0 | L&D Landfill 1 | 0.3732 | 0.0507 | 0 | 0 | 0 | 0 | 0 | L&D Landfill 1 | 0.1624 | 0.0216 | 0 | 0 | 0 | 0 | 0 | L&D Landfill 1 | 2 | 2 | 0 | 0 | 0 | 0 | 0
L'Energia Join 1 | 18416.2363 | 19013.8477 | 19047.1152 | 19241.5195 | 19516.498 | 19886.8711 | 20334.7559 | L'Energia Join 1 | 2850.8196 | 2924.4771 | 2985.7524 | 3049.946 | 3115.5195 | 3183.5967 | 3250.9275 | L'Energia Join 1 | 632.3274 | 634.0813 | 633.7413 | 633.7413 | 633.7413 | 633.9589 | 633.7413 | L'Energia Join 1 | 87.5 | 87.5 | 87.5 | 87.5 | 87.5 | 87.5 | 87.5
La Citiere G C1 | 0 | 0 | 0 | 0 | 0 | 0 | 0 | La Citiere G C1 | 0 | 0 | 0 | 0 | 0 | 0 | 0 | La Citiere G C1 | 0 | 0 | 0 | 0 | 0 | 0 | 0 | La Citiere G C1 | 280 | 280 | 280 | 280 | 280 | 280 | 280
Labatts 1 | 345.8995 | 351.4091 | 357.3318 | 362.899 | 369.4603 | 376.907 | 385.1377 | Labatts 1 | 9.0102 | 9.2379 | 9.442 | 9.6394 | 9.8521 | 10.0584 | 10.2746 | Labatts 1 | 8.034 | 8.0519 | 8.0566 | 8.0519 | 8.0563 | 8.0519 | 8.0519 | Labatts 1 | 1 | 1 | 1 | 1 | 1 | 1 | 1
Lake Superior 1 | 37460.6484 | 38056.125 | 38700.4609 | 39303.6211 | 40014.9922 | 40819.2344 | 41709.9141 | Lake Superior 1 | 974.5605 | 999.1742 | 1021.348 | 1042.7152 | 1065.7581 | 1088.0339 | 1111.4266 | Lake Superior 1 | 868.9749 | 870.8912 | 871.4813 | 870.9871 | 871.4978 | 870.9871 | 870.9871 | Lake Superior 1 | 110 | 110 | 110 | 110 | 110 | 110 | 110
Lakeview C1 | 48302.7188 | 49741.1836 | 47911.5039 | 49730.7578 | 51606.6523 | 51707.1406 | 52527.0508 | Lakeview C1 | 5467.6396 | 5642.7891 | 5413.0947 | 5640.6094 | 5873.3101 | 5910.1826 | 6034.4526 | Lakeview C1 | 3216.2583 | 3242.9822 | 3041.0645 | 3099.2356 | 3157.6936 | 3094.3367 | 3078.8025 | Lakeview C1 | 568 | 568 | 568 | 568 | 568 | 568 | 568
Lakeview C5 | 47077.6914 | 49273.1484 | 46327.0742 | 49192.125 | 50669.3906 | 50467.6953 | 52205.3555 | Lakeview C5 | 5119.6143 | 5364.8774 | 5015.1289 | 5350.5757 | 5526.417 | 5523.5884 | 5753.0869 | Lakeview C5 | 3011.5381 | 3083.2625 | 2817.488 | 2939.8767 | 2971.1914 | 2891.9309 | 2935.2478 | Lakeview C5 | 580 | 580 | 580 | 580 | 580 | 580 | 580
Lakeview Land N6 | 0 | 1.4766 | 4.4755 | 5.3912 | 16.0227 | 20.7531 | 33.4108 | Lakeview Land N6 | 0 | 0.0397 | 0.1405 | 0.1655 | 0.5427 | 0.6853 | 1.097 | Lakeview Land N6 | 0 | 0.0354 | 0.1229 | 0.1417 | 0.4549 | 0.5623 | 0.8811 | Lakeview Land N6 | 8 | 8 | 8 | 8 | 8 | 8 | 8
Lakewood Cogen 1 | 4862.4014 | 6517.8735 | 8579.7734 | 8436.8555 | 12223.3936 | 15626.0391 | 16733.332 | Lakewood Cogen 1 | 160.2723 | 223.5967 | 294.7215 | 293.4566 | 425.5288 | 549.4037 | 585.5875 | Lakewood Cogen 1 | 146.4808 | 199.7616 | 257.7627 | 251.2544 | 356.6649 | 450.8008 | 470.3775 | Lakewood Cogen 1 | 258 | 258 | 258 | 258 | 258 | 258 | 258
Lambton C1 | 95943.125 | 98962.1328 | 94816.5781 | 99149.0156 | 103229.9219 | 102795.9141 | 106215.5 | Lambton C1 | 8976.4326 | 9260.0615 | 8847.7813 | 9260.874 | 9716.4609 | 9718.9121 | 10087.4785 | Lambton C1 | 6366.2651 | 6430.5981 | 6018.8984 | 6173.9165 | 6309.3901 | 6151.21 | 6226.8389 | Lambton C1 | 970 | 970 | 970 | 970 | 970 | 970 | 970
Lambton C3 | 94493.3828 | 97198.3516 | 92067.0469 | 96817.875 | 100622.5859 | 99361.5078 | 104313.7656 | Lambton C3 | 10648.293 | 10974.1553 | 10383.1104 | 10952.4414 | 11418.958 | 11331.2666 | 11971.1182 | Lambton C3 | 6263.7007 | 6306.9858 | 5833.2085 | 6017.8247 | 6139.2246 | 5932.6006 | 6107.7139 | Lambton C3 | 980 | 980 | 980 | 980 | 980 | 980 | 980
Lancaster Co 1 | 226.6185 | 221.0339 | 239.5225 | 191.2315 | 231.4868 | 276.1856 | 407.4915 | Lancaster Co 1 | 10.5988 | 10.3376 | 11.2023 | 8.9437 | 10.8265 | 12.917 | 19.0581 | Lancaster Co 1 | 6.3729 | 6.0761 | 6.4457 | 5.0379 | 5.97 | 6.9729 | 10.0714 | Lancaster Co 1 | 30 | 30 | 30 | 30 | 30 | 30 | 30
LANCASTER LF P 1 | 24.9159 | 31.0496 | 31.9065 | 50.0638 | 49.4637 | 40.4617 | 48.7657 | LANCASTER LF P 1 | 4.2179 | 5.2562 | 5.4013 | 8.475 | 8.3734 | 6.8495 | 8.2553 | LANCASTER LF P 1 | 0.9309 | 1.134 | 1.1408 | 1.7523 | 1.6948 | 1.3572 | 1.6013 | LANCASTER LF P 1 | 2.7 | 2.7 | 2.7 | 2.7 | 2.7 | 2.7 | 2.7
LANCASTER LF P 2 | 28.1835 | 33.0445 | 36.2122 | 51.9658 | 50.1386 | 47.2036 | 58.6204 | LANCASTER LF P 2 | 4.771 | 5.5939 | 6.1301 | 8.797 | 8.4877 | 7.9908 | 9.9235 | LANCASTER LF P 2 | 1.053 | 1.2069 | 1.2947 | 1.8189 | 1.718 | 1.5834 | 1.9249 | LANCASTER LF P 2 | 3 | 3 | 3 | 3 | 3 | 3 | 3
Lantic Sugar 1 | 17.0845 | 26.4953 | 9.0453 | 20.783 | 18.6935 | 25.4088 | 23.8539 | Lantic Sugar 1 | 0.4695 | 0.6742 | 0.2236 | 0.4737 | 0.4211 | 0.5438 | 0.5375 | Lantic Sugar 1 | 0.2736 | 0.3841 | 0.1247 | 0.2586 | 0.225 | 0.2845 | 0.2753 | Lantic Sugar 1 | 1.5 | 1.5 | 1.5 | 1.5 | 1.5 | 1.5 | 1.5
LEDERLE 1 | 79.7225 | 177.6698 | 168.7225 | 280.7798 | 237.3757 | 339.9476 | 381.561 | LEDERLE 1 | 5.4163 | 12.4246 | 12.0035 | 19.9288 | 17.0311 | 24.3125 | 27.7798 | LEDERLE 1 | 2.4391 | 5.4694 | 5.1728 | 8.4074 | 7.0337 | 9.8295 | 10.995 | LEDERLE 1 | 19.7 | 19.7 | 19.7 | 19.7 | 19.7 | 19.7 | 19.7
Lennox - CTU 1-3 | 0 | 123.7869 | 47.0062 | 119.7505 | 34.285 | 115.5495 | 192.6484 | Lennox - CTU 1-3 | 0 | 8.1089 | 3.1815 | 7.3725 | 2.0547 | 6.8083 | 11.4389 | Lennox - CTU 1-3 | 0 | 2.3559 | 0.9049 | 2.0528 | 0.5601 | 1.8167 | 2.9881 | Lennox - CTU 1-3 | 0 | 0 | 23.3 | 23.3 | 23.3 | 23.3 | 23.3
Lennox 1 | 6134.5542 | 0 | 0 | 0 | 0 | 0 | 0 | Lennox 1 | 393.6478 | 0 | 0 | 0 | 0 | 0 | 0 | Lennox 1 | 229.4113 | 0 | 0 | 0 | 0 | 0 | 0 | Lennox 1 | 535 | 0 | 0 | 0 | 0 | 0 | 0
Lennox 1G | 1421.911 | 1716.6379 | 570.4987 | 918.3787 | 1238.8127 | 2401.8191 | 3438.2971 | Lennox 1G | 39.6663 | 52.0015 | 16.513 | 25.6414 | 38.2595 | 81.4781 | 108.721 | Lennox 1G | 23.1169 | 29.6242 | 9.2091 | 13.999 | 20.4482 | 42.6304 | 55.6869 | Lennox 1G | 0 | 535 | 535 | 535 | 535 | 535 | 535
Lennox 2 | 5845.7349 | 0 | 0 | 0 | 0 | 0 | 0 | Lennox 2 | 367.0505 | 0 | 0 | 0 | 0 | 0 | 0 | Lennox 2 | 213.9108 | 0 | 0 | 0 | 0 | 0 | 0 | Lennox 2 | 535 | 0 | 0 | 0 | 0 | 0 | 0
Lennox 2G | 960.3388 | 1373.7628 | 350.3156 | 452.1611 | 732.3383 | 1803.4221 | 1700.6398 | Lennox 2G | 26.8639 | 43.8765 | 10.3441 | 13.0008 | 23.3321 | 64.0531 | 53.9291 | Lennox 2G | 15.6559 | 24.9956 | 5.7688 | 7.0978 | 12.4701 | 33.5134 | 27.6225 | Lennox 2G | 0 | 535 | 535 | 535 | 535 | 535 | 535
Lennox C3R | 39293.1211 | 29965.6641 | 15054.1357 | 16233.7549 | 9440.3037 | 0 | 0 | Lennox C3R | 2540.9846 | 1756.472 | 742.9202 | 799.7863 | 423.756 | 0 | 0 | Lennox C3R | 1494.6969 | 1009.4667 | 417.3708 | 439.443 | 227.8258 | 0 | 0 | Lennox C3R | 1070 | 1070 | 1070 | 1070 | 1070 | 0 | 0
Limerick 1 | 47325.0781 | 47753.8555 | 48080.1055 | 48310.2539 | 48639.9766 | 48974.207 | 49240.6406 | Limerick 1 | 11683.6465 | 11969.0225 | 12234.3115 | 12480.0703 | 12756.6074 | 13039.8447 | 13310.4482 | Limerick 1 | 7215.0415 | 7225.0942 | 7229.7964 | 7219.8003 | 7224.4521 | 7229.4263 | 7224.1313 | Limerick 1 | 1123 | 1123 | 1123 | 1123 | 1123 | 1123 | 1123
Limerick 2 | 47267.5352 | 47696.0273 | 48033.1914 | 48251.8086 | 48581.1797 | 48914.9531 | 49181.0195 | Limerick 2 | 11788.2588 | 12076.2744 | 12346.833 | 12591.9033 | 12870.918 | 13156.6914 | 13429.7207 | Limerick 2 | 7279.644 | 7289.8379 | 7296.29 | 7284.4971 | 7289.1904 | 7294.208 | 7288.8667 | Limerick 2 | 1133 | 1133 | 1133 | 1133 | 1133 | 1133 | 1133
Linden 1 | 10354.4238 | 10685.8896 | 11971.0479 | 11496.4258 | 15140.377 | 18675.7891 | 18616.9316 | Linden 1 | 872.6944 | 883.3454 | 993.9118 | 966.0989 | 1288.3114 | 1592.8569 | 1599.059 | Linden 1 | 398.7993 | 394.5909 | 434.6363 | 413.5818 | 539.9111 | 653.4913 | 642.2278 | Linden 1 | 180 | 180 | 180 | 180 | 180 | 180 | 180
Linden 2 | 21139.043 | 23118.084 | 22775.1758 | 23435.2305 | 27244.3457 | 29628.3828 | 31296.2266 | Linden 2 | 1835.644 | 1977.9789 | 1958.2526 | 2019.118 | 2387.1411 | 2622.0073 | 2789.1084 | Linden 2 | 838.843 | 883.5645 | 856.3413 | 864.3737 | 1000.4133 | 1075.7145 | 1120.1859 | Linden 2 | 250 | 250 | 250 | 250 | 250 | 250 | 250
Linden 3 | 363.7435 | 505.3331 | 547.7258 | 457.2791 | 1333.413 | 2040.7568 | 2026.5708 | Linden 3 | 14.2177 | 20.4164 | 21.9791 | 18.9678 | 53.0408 | 82.8875 | 81.7528 | Linden 3 | 3.2486 | 4.56 | 4.8057 | 4.06 | 11.1143 | 17.0029 | 16.4171 | Linden 3 | 24 | 24 | 24 | 24 | 24 | 24 | 24
Linden C5 | 701.7911 | 1059.682 | 1067.4036 | 933.6013 | 2617.1169 | 4460.7876 | 4503.415 | Linden C5 | 28.7425 | 44.4171 | 44.7261 | 40.0852 | 109.8311 | 187.497 | 189.6833 | Linden C5 | 6.459 | 9.762 | 9.6185 | 8.439 | 22.599 | 37.65 | 37.12 | Linden C5 | 60 | 60 | 60 | 60 | 60 | 60 | 60
Linden C7 | 805.8791 | 1311.0973 | 1359.1178 | 1127.8043 | 3175.6499 | 5772.1821 | 6072.6943 | Linden C7 | 91.4055 | 153.5508 | 157.7874 | 135.8228 | 367.6465 | 670.4532 | 703.79 | Linden C7 | 20.5406 | 33.7474 | 33.9328 | 28.5943 | 75.6474 | 134.6292 | 137.728 | Linden C7 | 184 | 184 | 184 | 184 | 184 | 184 | 184
Lingan C1 | 74071.0859 | 75953.3281 | 78886.1719 | 79063.7813 | 81532.1094 | 83504.4844 | 84995.7734 | Lingan C1 | 7472.9893 | 7674.354 | 7991.1631 | 8023.9136 | 8286.6357 | 8539.998 | 8741.0732 | Lingan C1 | 4395.875 | 4410.5479 | 4489.417 | 4408.7441 | 4455.1802 | 4471.2031 | 4459.7319 | Lingan C1 | 620 | 620 | 620 | 620 | 620 | 620 | 620
Lisbon 1 | 2591.4026 | 2656.8943 | 2716.9063 | 2773.8984 | 2833.5305 | 2895.9971 | 2955.0637 | Lisbon 1 | 118.0269 | 121.0099 | 123.7432 | 126.3387 | 129.055 | 131.8998 | 134.59 | Lisbon 1 | 105.2397 | 105.4736 | 105.5859 | 105.5316 | 105.5316 | 105.5877 | 105.4736 | Lisbon 1 | 13.1 | 13.1 | 13.1 | 13.1 | 13.1 | 13.1 | 13.1
Lock Haven 1 | 137.1279 | 164.6151 | 55.7743 | 73.1083 | 176.6602 | 178.1021 | 306.9846 | Lock Haven 1 | 10.0601 | 11.6937 | 4.0339 | 5.1465 | 12.3183 | 12.9253 | 21.9516 | Lock Haven 1 | 2.2986 | 2.6118 | 0.882 | 1.1016 | 2.5812 | 2.6514 | 4.4082 | Lock Haven 1 | 18 | 18 | 18 | 18 | 18 | 18 | 18
Lockport Cogen 1 | 15378.627 | 18375.2969 | 18443.8828 | 23056.2383 | 24809.7305 | 24107.8105 | 24973.416 | Lockport Cogen 1 | 1396.1666 | 1724.8983 | 1730.7664 | 2158.8696 | 2354.2134 | 2291.7834 | 2336.2573 | Lockport Cogen 1 | 628.7391 | 759.3134 | 745.8607 | 910.767 | 972.2732 | 926.5687 | 924.6692 | Lockport Cogen 1 | 179 | 179 | 179 | 179 | 179 | 179 | 179
LONG BEACH 1 | 153.0459 | 146.4653 | 131.718 | 146.3639 | 166.1744 | 156.1046 | 165.9562 | LONG BEACH 1 | 9.8118 | 9.3899 | 8.4444 | 9.3834 | 10.6534 | 10.0079 | 10.6395 | LONG BEACH 1 | 5.7181 | 5.3492 | 4.7094 | 5.1229 | 5.6939 | 5.2362 | 5.4495 | LONG BEACH 1 | 2.7 | 2.7 | 2.7 | 2.7 | 2.7 | 2.7 | 2.7
LOST NATION GT 1 | 22.858 | 1.962 | 0.3912 | 6.9939 | 0.4536 | 6.1153 | 0.4492 | LOST NATION GT 1 | 0.5324 | 0.0697 | 0.0136 | 0.2044 | 0.0152 | 0.1519 | 0.0153 | LOST NATION GT 1 | 0.1696 | 0.0217 | 0.0041 | 0.061 | 0.0044 | 0.0434 | 0.0043 | LOST NATION GT 1 | 18.3 | 18.3 | 18.3 | 18.3 | 18.3 | 18.3 | 18.3
LOVETT 3 | 1863.546 | 2505.2222 | 2841.3755 | 3922.1543 | 4198.5503 | 3960.4431 | 3992.9292 | LOVETT 3 | 162.0582 | 215.4248 | 248.2251 | 337.8054 | 371.3952 | 347.1043 | 361.9143 | LOVETT 3 | 72.2503 | 93.8833 | 105.901 | 141.0856 | 151.8497 | 138.931 | 141.8099 | LOVETT 3 | 67 | 67 | 67 | 67 | 67 | 67 | 67
LOVETT 4 | 18850.543 | 19364.2793 | 18870.748 | 19155.1445 | 19697.4648 | 20075.2832 | 20523.4473 | LOVETT 4 | 3016.8328 | 3094.4233 | 3159.8972 | 3227.9297 | 3297.3301 | 3363.0198 | 3435.3245 | LOVETT 4 | 1344.9917 | 1348.5668 | 1348.1161 | 1348.1556 | 1348.1556 | 1346.0731 | 1346.0731 | LOVETT 4 | 175 | 175 | 175 | 175 | 175 | 175 | 175
LOVETT 5 | 23208.7969 | 23874.8848 | 23215.5645 | 23611.5234 | 24279.9277 | 24786.9824 | 25340.3438 | LOVETT 5 | 3332.9343 | 3423.248 | 3487.4211 | 3570.1096 | 3646.8672 | 3725.2749 | 3805.3684 | LOVETT 5 | 1485.9191 | 1491.8705 | 1487.8485 | 1491.0684 | 1491.0684 | 1491.0684 | 1491.0684 | LOVETT 5 | 193.3 | 193.3 | 193.3 | 193.3 | 193.3 | 193.3 | 193.3
M ST JET 1 | 14.0764 | 5.2258 | 1.0019 | 6.3379 | 2.5331 | 7.3819 | 3.228 | M ST JET 1 | 0.8315 | 0.2941 | 0.0553 | 0.3519 | 0.135 | 0.3952 | 0.172 | M ST JET 1 | 0.2649 | 0.0916 | 0.0169 | 0.105 | 0.0394 | 0.113 | 0.0481 | M ST JET 1 | 68.1 | 68.1 | 68.1 | 68.1 | 68.1 | 68.1 | 68.1
Madison Street 1 | 138.9173 | 224.4129 | 216.8149 | 199.5901 | 561.101 | 957.1306 | 942.0506 | Madison Street 1 | 6.7951 | 10.7687 | 10.3728 | 9.6997 | 26.6047 | 45.4127 | 44.5227 | Madison Street 1 | 1.5526 | 2.4052 | 2.268 | 2.0762 | 5.5748 | 9.3156 | 8.9408 | Madison Street 1 | 14 | 14 | 14 | 14 | 14 | 14 | 14
Maine Energy R 1 | 4171.3535 | 4276.7896 | 4373.3877 | 4465.1191 | 4561.1147 | 4661.6621 | 4756.7378 | Maine Energy R 1 | 267.4256 | 274.1845 | 280.3777 | 286.2586 | 292.4131 | 298.8589 | 304.9543 | Maine Energy R 1 | 155.8512 | 156.1976 | 156.3638 | 156.2835 | 156.2835 | 156.3666 | 156.1976 | Maine Energy R 1 | 19.4 | 19.4 | 19.4 | 19.4 | 19.4 | 19.4 | 19.4
Malette Kraft 1 | 836.0373 | 857.1674 | 876.1088 | 894.4203 | 914.1539 | 933.293 | 953.3599 | Malette Kraft 1 | 36.0407 | 36.9516 | 37.7682 | 38.5576 | 39.4083 | 40.2334 | 41.0984 | Malette Kraft 1 | 32.136 | 32.2074 | 32.2263 | 32.2074 | 32.2251 | 32.2074 | 32.2074 | Malette Kraft 1 | 4 | 4 | 4 | 4 | 4 | 4 | 4
MANCHESTER S C10 | 56421.0508 | 54281.7813 | 51926.0313 | 58609.3477 | 60697.3711 | 59486.8984 | 59680.0039 | MANCHESTER S C10 | 3135.4116 | 2997.9924 | 2897.5422 | 3251.7109 | 3381.5542 | 3332.6094 | 3337.8279 | MANCHESTER S C10 | 2162.3528 | 2012.0754 | 1906.2777 | 2097.8782 | 2126.7639 | 2044.5459 | 1998.6993 | MANCHESTER S C10 | 495 | 495 | 495 | 495 | 495 | 495 | 495
Marcal Paper 1 | 3288.2539 | 3656.2715 | 4008.1589 | 4164.0991 | 4894.0806 | 5457.9355 | 5642.2002 | Marcal Paper 1 | 146.1022 | 167.4664 | 185.1972 | 194.8244 | 230.6836 | 256.983 | 264.684 | Marcal Paper 1 | 133.53 | 149.6147 | 161.973 | 166.8066 | 193.3517 | 210.8616 | 212.6093 | Marcal Paper 1 | 47 | 47 | 47 | 47 | 47 | 47 | 47
Martns Crk 3 | 47441.2578 | 49349.3945 | 59266.4414 | 63291.043 | 78060.2578 | 73785.0938 | 86687.2813 | Martns Crk 3 | 3524.7412 | 3809.8171 | 4535.7266 | 4865.0151 | 6118.9629 | 5891.8931 | 6931.1289 | Martns Crk 3 | 1610.7178 | 1701.8477 | 1983.467 | 2082.6868 | 2564.3616 | 2417.2302 | 2783.7397 | Martns Crk 3 | 807 | 807 | 807 | 807 | 807 | 807 | 807
Martns Crk 4 | 55675.1563 | 55221.8945 | 57657.0586 | 71345.8594 | 77526.4063 | 86093.5859 | 78809.8203 | Martns Crk 4 | 4099.123 | 4211.6372 | 4517.5469 | 5534.8198 | 6118.7085 | 6827.9482 | 6426.5483 | Martns Crk 4 | 1873.1956 | 1881.3411 | 1975.5171 | 2369.4268 | 2564.2549 | 2801.259 | 2581.0862 | Martns Crk 4 | 785 | 785 | 785 | 785 | 785 | 785 | 785
Martns Crk C1 | 26184.373 | 27791.9785 | 26794.0156 | 28425.7715 | 30222.9629 | 31422.8008 | 32131.2402 | Martns Crk C1 | 4250.9751 | 4432.2002 | 4442.7188 | 4765.7896 | 5091.9722 | 5330.5693 | 5480.3608 | Martns Crk C1 | 1906.2668 | 1952.511 | 1914.9648 | 2010.8817 | 2095.4617 | 2140.791 | 2140.7661 | Martns Crk C1 | 300 | 300 | 300 | 300 | 300 | 300 | 300
Martns Crk IC 1 | 25.5043 | 35.9474 | 14.3607 | 14.0031 | 27.4745 | 36.7759 | 63.5967 | Martns Crk IC 1 | 2.65 | 3.6443 | 1.4667 | 1.426 | 2.7658 | 3.7419 | 6.4748 | Martns Crk IC 1 | 0.607 | 0.816 | 0.3215 | 0.306 | 0.581 | 0.7695 | 1.3035 | Martns Crk IC 1 | 5 | 5 | 5 | 5 | 5 | 5 | 5
Mass Power 1 J 1 | 10737.0605 | 6731.8525 | 6903.2773 | 9672.0146 | 10622.5059 | 11872.3525 | 11854.751 | Mass Power 1 J 1 | 1951.5569 | 1229.2697 | 1294.7893 | 1848.1398 | 1995.679 | 2178.3108 | 2144.0166 | Mass Power 1 J 1 | 432.8659 | 266.5285 | 274.8257 | 384.0208 | 405.9496 | 433.7735 | 417.9583 | Mass Power 1 J 1 | 240 | 240 | 240 | 240 | 240 | 240 | 240
Mass Power 2 J 2 | 285.9167 | 54.9984 | 10.7772 | 62.9658 | 8.612 | 47.7617 | 8.6822 | Mass Power 2 J 2 | 16.7135 | 3.2417 | 0.7807 | 5.4589 | 0.8708 | 4.5555 | 0.8794 | Mass Power 2 J 2 | 3.7071 | 0.7029 | 0.1657 | 1.1343 | 0.1771 | 0.9071 | 0.1714 | Mass Power 2 J 2 | 30 | 30 | 30 | 30 | 30 | 30 | 30
Mass Refuse Te 1 | 6865.9199 | 7039.4312 | 7198.3037 | 7349.3022 | 7507.3237 | 7672.7944 | 3224.2271 | Mass Refuse Te 1 | 440.174 | 451.2982 | 461.4836 | 471.1642 | 481.2943 | 491.9041 | 206.705 | Mass Refuse Te 1 | 256.526 | 257.0958 | 257.3648 | 257.2331 | 257.2331 | 257.3703 | 105.8743 | Mass Refuse Te 1 | 32 | 32 | 32 | 32 | 32 | 32 | 32
MASSENA ENRG F 1 | 412.6273 | 1223.0699 | 852.4789 | 1519.6707 | 2277.3066 | 2217.6218 | 1784.3854 | MASSENA ENRG F 1 | 75.6908 | 240.5296 | 171.3154 | 295.3415 | 453.0057 | 446.6499 | 346.1929 | MASSENA ENRG F 1 | 16.7886 | 52.1513 | 36.3626 | 61.3683 | 92.1479 | 88.9427 | 67.4874 | MASSENA ENRG F 1 | 79 | 79 | 79 | 79 | 79 | 79 | 79
MEDWAY 3 | 601.1073 | 196.3738 | 23.0882 | 226.0603 | 54.2188 | 111.0872 | 13.3783 | MEDWAY 3 | 30.358 | 9.74 | 1.1825 | 11.4546 | 2.6167 | 5.2591 | 0.666 | MEDWAY 3 | 9.6694 | 3.0326 | 0.3604 | 3.4179 | 0.7644 | 1.5039 | 0.1864 | MEDWAY 3 | 63.1 | 63.1 | 63.1 | 63.1 | 63.1 | 63.1 | 63.1
MEDWAY C1 | 1096.2297 | 272.5746 | 43.1953 | 423.0016 | 89.2164 | 335.5022 | 52.3957 | MEDWAY C1 | 53.4503 | 12.982 | 2.1112 | 20.4698 | 4.0936 | 15.4788 | 2.4459 | MEDWAY C1 | 17.1315 | 4.0824 | 0.6496 | 6.1656 | 1.204 | 4.4352 | 0.6832 | MEDWAY C1 | 127 | 127 | 127 | 127 | 127 | 127 | 127
Mercer 3 | 1123.9626 | 1913.5778 | 1985.9221 | 1644.9148 | 4343.4883 | 8289.4307 | 8337.3613 | Mercer 3 | 62.0691 | 103.9264 | 107.8256 | 90.9799 | 234.9122 | 446.5518 | 449.1811 | Mercer 3 | 14.182 | 23.212 | 23.576 | 19.474 | 49.224 | 91.602 | 90.202 | Mercer 3 | 140 | 140 | 140 | 140 | 140 | 140 | 140
Mercer C1 | 61016.6875 | 65449.1445 | 65918.5234 | 67562.1406 | 73143.5156 | 77151.6328 | 80369.2422 | Mercer C1 | 9464.0918 | 9715.3027 | 9966.5674 | 10231.6064 | 11040.3418 | 11585.6904 | 11966.6035 | Mercer C1 | 4243.9873 | 4279.8691 | 4295.9341 | 4317.1333 | 4543.3501 | 4652.8877 | 4674.4546 | Mercer C1 | 650 | 650 | 650 | 650 | 650 | 650 | 650
Merrimack 1 | 14155.3848 | 14598.0537 | 14790.6309 | 15173.8428 | 15487.1855 | 15802.3838 | 16149.9492 | Merrimack 1 | 1276.4435 | 1317.6321 | 1336.4095 | 1372.3153 | 1401.981 | 1432.0725 | 1464.8457 | Merrimack 1 | 813.1282 | 820.4951 | 814.6725 | 818.953 | 819.047 | 819.0179 | 820.1284 | Merrimack 1 | 113.5 | 113.5 | 113.5 | 113.5 | 113.5 | 113.5 | 113.5
Merrimack 2 | 39251.2813 | 40691.2344 | 41307.1914 | 42551.707 | 43063.168 | 44363.9375 | 45248.9102 | Merrimack 2 | 3565.9395 | 3699.9951 | 3759.9812 | 3876.8025 | 3927.5002 | 4049.6047 | 4134.5166 | Merrimack 2 | 2271.5977 | 2304.0029 | 2292.0767 | 2313.5491 | 2294.4731 | 2316.0127 | 2314.8066 | Merrimack 2 | 320 | 320 | 320 | 320 | 320 | 320 | 320
MERRIMACK JET 1 | 163.5604 | 48.7671 | 2.8718 | 60.1323 | 16.1042 | 52.3514 | 23.5166 | MERRIMACK JET 1 | 9.7226 | 2.7438 | 0.1617 | 3.3696 | 0.8661 | 2.8209 | 1.2559 | MERRIMACK JET 1 | 3.0968 | 0.8543 | 0.0493 | 1.0054 | 0.253 | 0.8066 | 0.3516 | MERRIMACK JET 1 | 23 | 23 | 23 | 23 | 23 | 23 | 23
MERRIMACK JET 2 | 162.7713 | 31.5561 | 8.4024 | 50.6806 | 19.2389 | 71.1404 | 26.721 | MERRIMACK JET 2 | 9.7244 | 1.7887 | 0.4743 | 2.8685 | 1.0405 | 3.8435 | 1.4378 | MERRIMACK JET 2 | 3.0974 | 0.5569 | 0.1446 | 0.8559 | 0.3039 | 1.0991 | 0.4025 | MERRIMACK JET 2 | 23.5 | 23.5 | 23.5 | 23.5 | 23.5 | 23.5 | 23.5
Mickleton 1 | 47.1838 | 0 | 0 | 0 | 0 | 0 | 0 | Mickleton 1 | 4.1836 | 0 | 0 | 0 | 0 | 0 | 0 | Mickleton 1 | 0.9559 | 0 | 0 | 0 | 0 | 0 | 0 | Mickleton 1 | 79 | 0 | 0 | 0 | 0 | 0 | 0
Mid Conn (Hart 1 | 9812.7773 | 9778.8037 | 9355.498 | 9588.7695 | 9409.0029 | 9396.0078 | 9432.3467 | Mid Conn (Hart 1 | 764.3334 | 760.3093 | 725.7739 | 742.9128 | 728.1263 | 727.9477 | 730.0262 | Mid Conn (Hart 1 | 445.4405 | 433.1333 | 404.7569 | 405.5948 | 389.1554 | 380.8711 | 373.9193 | Mid Conn (Hart 1 | 62.5 | 62.5 | 62.5 | 62.5 | 62.5 | 62.5 | 62.5
Middle 3 | 284.9496 | 378.5133 | 495.7085 | 327.1027 | 963.885 | 2039.834 | 2174.6763 | Middle 3 | 19.5074 | 25.3933 | 33.2642 | 22.2007 | 64.3594 | 135.5616 | 144.2825 | Middle 3 | 4.4572 | 5.6716 | 7.2732 | 4.752 | 13.486 | 27.808 | 28.974 | Middle 3 | 44 | 44 | 44 | 44 | 44 | 44 | 44
Middle C1 | 268.1898 | 440.4718 | 372.2796 | 392.5051 | 1104.554 | 1912.303 | 1930.9996 | Middle C1 | 21.0841 | 34.0322 | 28.7696 | 30.7211 | 84.5616 | 147.161 | 149.0438 | Middle C1 | 4.738 | 7.4796 | 6.187 | 6.4676 | 17.3995 | 29.5504 | 29.1671 | Middle C1 | 46 | 46 | 46 | 46 | 46 | 46 | 46
Middle Musquod 1 | 96.0212 | 98.5093 | 100.6828 | 102.8474 | 105.0584 | 107.3744 | 109.6829 | Middle Musquod 1 | 4.4993 | 4.6159 | 4.7178 | 4.8192 | 4.9228 | 5.0313 | 5.1395 | Middle Musquod 1 | 4.0119 | 4.0233 | 4.0255 | 4.0255 | 4.0255 | 4.0276 | 4.0276 | Middle Musquod 1 | 0.5 | 0.5 | 0.5 | 0.5 | 0.5 | 0.5 | 0.5
Middletown 1 | 7556.2329 | 5200.0864 | 3177.1494 | 2940.7063 | 2436.1731 | 2164.8484 | 2260.6526 | Middletown 1 | 119.8989 | 75.3073 | 43.1186 | 38.472 | 30.3983 | 26.1073 | 27.3726 | Middletown 1 | 272.7814 | 167.4793 | 93.875 | 81.9958 | 63.4247 | 53.3252 | 54.7328 | Middletown 1 | 66.4 | 66.4 | 66.4 | 66.4 | 66.4 | 66.4 | 66.4
MIDDLETOWN Jo 10 | 297.5846 | 178.6344 | 158.2873 | 209.2059 | 187.1044 | 196.3651 | 198.9734 | MIDDLETOWN Jo 10 | 18.8497 | 10.878 | 9.4623 | 12.3055 | 10.5984 | 11.0292 | 11.0792 | MIDDLETOWN Jo 10 | 6.0039 | 3.3869 | 2.8841 | 3.6718 | 3.0958 | 3.1539 | 3.1015 | MIDDLETOWN Jo 10 | 19.4 | 19.4 | 19.4 | 19.4 | 19.4 | 19.4 | 19.4
MIDDLETOWN Joi 2 | 18132.7305 | 16908.1621 | 14929.2861 | 13283.3672 | 9864.752 | 8989.9941 | 8432.291 | MIDDLETOWN Joi 2 | 313.0432 | 268.3934 | 226.0719 | 195.1047 | 138.0559 | 124.0418 | 114.8559 | MIDDLETOWN Joi 2 | 712.2027 | 596.8918 | 492.1892 | 415.829 | 288.0473 | 253.3601 | 229.6599 | MIDDLETOWN Joi 2 | 120 | 120 | 120 | 120 | 120 | 120 | 120
MIDDLETOWN Joi 3 | 38121.7539 | 36243.3828 | 29546.7168 | 31924.334 | 26146.9043 | 25060.5645 | 25077.3672 | MIDDLETOWN Joi 3 | 711.6368 | 616.9258 | 478.4279 | 502.7104 | 394.9029 | 375.1109 | 373.6498 | MIDDLETOWN Joi 3 | 1619.0411 | 1372.0083 | 1041.6024 | 1071.4326 | 823.9464 | 766.1786 | 747.1308 | MIDDLETOWN Joi 3 | 245 | 245 | 245 | 245 | 245 | 245 | 245
MIDDLETOWN Joi 4 | 43307.5313 | 21481.1992 | 13215.3193 | 16633.2598 | 11973.9326 | 9165.6455 | 12602.7705 | MIDDLETOWN Joi 4 | 659.5841 | 296.4639 | 170.1281 | 208.1255 | 141.7345 | 103.7437 | 145.9695 | MIDDLETOWN Joi 4 | 1500.6161 | 659.319 | 370.3919 | 443.5805 | 295.7225 | 211.9005 | 291.873 | MIDDLETOWN Joi 4 | 400 | 400 | 400 | 400 | 400 | 400 | 400
Milford Power 1 | 3665.6335 | 1229.319 | 1004.5397 | 1758.9801 | 1597.2498 | 1898.7932 | 1861.6661 | Milford Power 1 | 164.5439 | 55.6418 | 45.1662 | 88.0086 | 78.6004 | 92.381 | 91.7269 | Milford Power 1 | 87.349 | 28.8736 | 22.9444 | 43.7672 | 38.2657 | 44.0281 | 42.7962 | Milford Power 1 | 170.7 | 170.7 | 170.7 | 170.7 | 170.7 | 170.7 | 170.7
Millbank C1 | 3457.3215 | 4981.3975 | 5821.5527 | 8737.4287 | 7166.0454 | 8301.5869 | 8162.063 | Millbank C1 | 286.5768 | 393.2526 | 448.5309 | 667.0532 | 517.4715 | 596.5695 | 575.5581 | Millbank C1 | 64.1111 | 86.0509 | 96.0452 | 139.8434 | 106.0393 | 119.0757 | 111.9763 | Millbank C1 | 398 | 398 | 398 | 398 | 398 | 398 | 398
MILLIKEN 1 | 14685.5996 | 15054.0215 | 14576.6387 | 14922.4102 | 15295.5107 | 15581.0459 | 15913.208 | MILLIKEN 1 | 1183.6653 | 1213.7944 | 1227.109 | 1266.7756 | 1294.0626 | 1320.7375 | 1349.2089 | MILLIKEN 1 | 1185.8706 | 1188.7153 | 1176.4609 | 1188.9285 | 1188.9756 | 1187.9434 | 1188.0099 | MILLIKEN 1 | 149 | 149 | 149 | 149 | 149 | 149 | 149
MILLIKEN 2 | 14543.251 | 14846.6572 | 14629.8838 | 14663.248 | 15029.2607 | 15483.2646 | 15827.0771 | MILLIKEN 2 | 1185.6481 | 1210.827 | 1245.3932 | 1258.9343 | 1285.9915 | 1327.3807 | 1357.0712 | MILLIKEN 2 | 1187.8569 | 1185.8093 | 1193.9905 | 1181.5686 | 1181.5597 | 1193.9187 | 1194.933 | MILLIKEN 2 | 154 | 154 | 154 | 154 | 154 | 154 | 154
MILLSTONE Join 3 | 38080.2617 | 38502.6211 | 38781.6953 | 39021.8203 | 39262.9258 | 39533.2188 | 39749.5273 | MILLSTONE Join 3 | 16647.5 | 17088.4727 | 17474.4395 | 17850.4082 | 18234.1953 | 18639.3125 | 19026.6934 | MILLSTONE Join 3 | 7421.939 | 7447.2505 | 7455.1719 | 7455.2842 | 7455.2842 | 7460.5215 | 7455.2842 | MILLSTONE Join 3 | 1145.7 | 1145.7 | 1145.7 | 1145.7 | 1145.7 | 1145.7 | 1145.7
MISC DIESEL 1 | 2.6779 | 0 | 0 | 14.845 | 16.861 | 9.6349 | 14.0217 | MISC DIESEL 1 | 0.2872 | 0 | 0 | 1.5152 | 1.7314 | 1.0112 | 1.4723 | MISC DIESEL 1 | 0.0634 | 0 | 0 | 0.3133 | 0.3504 | 0.2004 | 0.2856 | MISC DIESEL 1 | 7.3 | 7.3 | 7.3 | 7.3 | 7.3 | 7.3 | 7.3
Misc Diesel - 1 | 55.0912 | 29.988 | 97.078 | 56.0436 | 20.5019 | 57.7391 | 28.4566 | Misc Diesel - 1 | 5.4497 | 2.8738 | 9.0619 | 5.1613 | 1.8136 | 5.0623 | 2.4704 | Misc Diesel - 1 | 1.2028 | 0.62 | 1.9139 | 1.0672 | 0.3671 | 1.0031 | 0.4792 | Misc Diesel - 1 | 61 | 61 | 61 | 61 | 61 | 61 | 61
Misc-IC NIMP 1 | 3.1612 | 0 | 2.743 | 7.5959 | 9.9077 | 5.3754 | 13.284 | Misc-IC NIMP 1 | 0.3398 | 0 | 0.2894 | 0.7749 | 1.0227 | 0.5588 | 1.3856 | Misc-IC NIMP 1 | 0.075 | 0 | 0.0611 | 0.1602 | 0.207 | 0.1107 | 0.2688 | Misc-IC NIMP 1 | 4.2 | 4.2 | 4.2 | 4.2 | 4.2 | 4.2 | 4.2
Missouri B 1 | 150.3633 | 239.9614 | 207.8254 | 221.6813 | 580.037 | 1003.5464 | 955.7206 | Missouri B 1 | 11.3232 | 17.816 | 15.4 | 16.6281 | 42.5041 | 73.5524 | 69.8991 | Missouri B 1 | 2.5872 | 3.9792 | 3.3672 | 3.5592 | 8.9064 | 15.0879 | 14.0367 | Missouri B 1 | 24 | 24 | 24 | 24 | 24 | 24 | 24
Missouri C 1 | 129.7643 | 183.6568 | 222.1635 | 170.6607 | 481.6759 | 1025.3151 | 1047.6445 | Missouri C 1 | 9.7056 | 13.55 | 16.5086 | 12.8383 | 35.3081 | 75.1127 | 76.6798 | Missouri C 1 | 2.2176 | 3.0264 | 3.6096 | 2.748 | 7.3985 | 15.408 | 15.3984 | Missouri C 1 | 24 | 24 | 24 | 24 | 24 | 24 | 24
Missouri D 1 | 160.7396 | 229.7437 | 252.691 | 214.6378 | 607.2692 | 959.3201 | 944.953 | Missouri D 1 | 11.9429 | 16.8166 | 18.4624 | 15.9329 | 43.8442 | 69.2235 | 68.3139 | Missouri D 1 | 2.7288 | 3.756 | 4.0368 | 3.4104 | 9.1872 | 14.1999 | 13.7184 | Missouri D 1 | 24 | 24 | 24 | 24 | 24 | 24 | 24
MMLP 1 | 919.3754 | 1081.217 | 1116.2454 | 1074.0389 | 1489.9587 | 1995.848 | 2076.7944 | MMLP 1 | 35.0238 | 41.1892 | 42.5236 | 40.9158 | 56.7603 | 76.0323 | 79.116 | MMLP 1 | 32.01 | 36.7985 | 37.1911 | 35.0316 | 47.5747 | 62.3866 | 63.5505 | MMLP 1 | 28 | 28 | 28 | 28 | 28 | 28 | 28
Mobil CC 1 | 3035.2332 | 3609.2227 | 4041.7031 | 4155.7007 | 5137.9307 | 5839.2827 | 5991.5645 | Mobil CC 1 | 85.2009 | 104.6411 | 118.6213 | 122.9772 | 153.2799 | 174.6773 | 178.603 | Mobil CC 1 | 116.2229 | 139.5321 | 154.8446 | 157.152 | 191.7529 | 213.9217 | 214.1256 | Mobil CC 1 | 56 | 56 | 56 | 56 | 56 | 56 | 56
Modern Landfi N3 | 31.8103 | 33.2661 | 16.8466 | 29.0613 | 54.0877 | 49.777 | 73.7405 | Modern Landfi N3 | 0.9472 | 1.0323 | 0.5403 | 0.903 | 1.7112 | 1.6018 | 2.3511 | Modern Landfi N3 | 0.8657 | 0.9223 | 0.4726 | 0.7731 | 1.4343 | 1.3143 | 1.8886 | Modern Landfi N3 | 8 | 8 | 8 | 8 | 8 | 8 | 8
MONROE-LIVINGS 1 | 78.3416 | 92.9172 | 82.9732 | 122.2102 | 124.3664 | 111.3895 | 135.5175 | MONROE-LIVINGS 1 | 13.262 | 15.7294 | 14.046 | 20.6882 | 21.0532 | 18.8565 | 22.941 | MONROE-LIVINGS 1 | 2.927 | 3.3935 | 2.9666 | 4.2775 | 4.2613 | 3.7364 | 4.45 | MONROE-LIVINGS 1 | 6.7 | 6.7 | 6.7 | 6.7 | 6.7 | 6.7 | 6.7
MONTAUK C2 | 5.7862 | 9.274 | 3.7445 | 12.1137 | 23.0636 | 19.4762 | 17.1419 | MONTAUK C2 | 0.5859 | 0.9126 | 0.3743 | 1.2202 | 2.293 | 1.9496 | 1.709 | MONTAUK C2 | 0.1302 | 0.1984 | 0.0798 | 0.2542 | 0.467 | 0.3876 | 0.3312 | MONTAUK C2 | 6 | 6 | 6 | 6 | 6 | 6 | 6
Montour ACC 1 | 1174.9497 | 1060.8519 | 944.0373 | 1098.5281 | 1279.9153 | 1216.1913 | 1282.5074 | Montour ACC 1 | 174.047 | 154.8089 | 143.5479 | 168.228 | 195.3421 | 186.5189 | 196.3717 | Montour ACC 1 | 103.2923 | 89.8094 | 81.5238 | 93.5293 | 106.318 | 99.3792 | 102.4267 | Montour ACC 1 | 15 | 15 | 15 | 15 | 15 | 15 | 15
Montour C1 | 122172.4297 | 127283.8438 | 125182.3984 | 127080.6875 | 130613.1172 | 132941.3594 | 136098.5469 | Montour C1 | 18663.9766 | 19167.668 | 19610.1406 | 20126.0039 | 20638.7168 | 21164.0098 | 21738.7363 | Montour C1 | 10914.6074 | 10952.9531 | 10955.3867 | 10997.8145 | 11036.7461 | 11022.9219 | 11034.8906 | Montour C1 | 1510 | 1510 | 1510 | 1510 | 1510 | 1510 | 1510
MONTVILLE Joi 11 | 8.6379 | 1.3357 | 0.1835 | 2.3353 | 0.2128 | 2.1424 | 0.2107 | MONTVILLE Joi 11 | 0.6728 | 0.0977 | 0.0136 | 0.1757 | 0.0152 | 0.1519 | 0.0153 | MONTVILLE Joi 11 | 0.2143 | 0.0304 | 0.0041 | 0.0524 | 0.0044 | 0.0434 | 0.0043 | MONTVILLE Joi 11 | 5.5 | 5.5 | 5.5 | 5.5 | 5.5 | 5.5 | 5.5
MONTVILLE Join 5 | 5093.0176 | 3080.8652 | 2518.0769 | 3314.2712 | 3465.1216 | 4023.3879 | 3952.0054 | MONTVILLE Join 5 | 72.4525 | 40.6408 | 32.4172 | 43.3748 | 45.5437 | 53.8488 | 52.5079 | MONTVILLE Join 5 | 164.8363 | 90.3829 | 70.5766 | 92.4452 | 95.0248 | 109.9882 | 104.9921 | MONTVILLE Join 5 | 82 | 82 | 82 | 82 | 82 | 82 | 82
MONTVILLE Join 6 | 40615.5938 | 14598.4971 | 10775.6309 | 11781.7588 | 8840.2158 | 7892.2876 | 11193.1758 | MONTVILLE Join 6 | 616.3862 | 199.9642 | 137.4073 | 144.9485 | 101.6723 | 87.372 | 125.6549 | MONTVILLE Join 6 | 1402.3369 | 444.7092 | 299.1542 | 308.9305 | 212.1345 | 178.4606 | 251.253 | MONTVILLE Join 6 | 409.8 | 409.8 | 409.8 | 409.8 | 409.8 | 409.8 | 409.8
Morgantown C C1 | 0 | 0 | 0 | 0 | 73.0223 | 204.5494 | 315.9724 | Morgantown C C1 | 0 | 0 | 0 | 0 | 5.0836 | 14.3922 | 22.392 | Morgantown C C1 | 0 | 0 | 0 | 0 | 1.046 | 2.89 | 4.382 | Morgantown C C1 | 40 | 40 | 40 | 40 | 40 | 40 | 40
Morgantown C C3 | 0 | 0 | 0 | 0 | 453.5323 | 1024.9983 | 1542.8826 | Morgantown C C3 | 0 | 0 | 0 | 0 | 37.9396 | 85.7158 | 130.2692 | Morgantown C C3 | 0 | 0 | 0 | 0 | 7.8065 | 17.212 | 25.493 | Morgantown C C3 | 260 | 260 | 260 | 260 | 260 | 260 | 260
Morgantown C1 | 95255.4922 | 99303.2109 | 97687.8984 | 98907.1016 | 101444.4375 | 103450.9141 | 105725.5781 | Morgantown C1 | 8564.3047 | 8855.6836 | 9028.748 | 9209.7666 | 9477.6445 | 9656.125 | 9908.0244 | Morgantown C1 | 8479.5107 | 8515.0801 | 8517.6875 | 8527.5596 | 8538.417 | 8545.2432 | 8541.4014 | Morgantown C1 | 1166 | 1166 | 1166 | 1166 | 1166 | 1166 | 1166
Moser C1 | 388.8637 | 585.8164 | 585.4098 | 537.0773 | 1564.1582 | 2587.0632 | 2595.8762 | Moser C1 | 29.5302 | 43.8165 | 43.4868 | 40.508 | 114.8612 | 190.5946 | 191.8499 | Moser C1 | 6.636 | 9.63 | 9.352 | 8.528 | 23.634 | 38.272 | 37.544 | Moser C1 | 60 | 60 | 60 | 60 | 60 | 60 | 60
MOUNT TOM 1 | 18204.8535 | 18733.9941 | 19104.1445 | 19509.916 | 19909.5762 | 20186.041 | 20613.3945 | MOUNT TOM 1 | 1658.5355 | 1708.4171 | 1743.9989 | 1782.6519 | 1820.9789 | 1848.2365 | 1889.2657 | MOUNT TOM 1 | 1056.531 | 1063.8385 | 1063.1383 | 1063.8282 | 1063.8282 | 1057.0265 | 1057.75 | MOUNT TOM 1 | 147 | 147 | 147 | 147 | 147 | 147 | 147
Mountain C1 | 297.0143 | 371.1499 | 167.4886 | 222.2112 | 494.0627 | 508.6552 | 944.3518 | Mountain C1 | 14.8799 | 19.7246 | 8.9251 | 11.6098 | 26.1432 | 28.6098 | 51.1626 | Mountain C1 | 4.8627 | 6.3018 | 2.7891 | 3.5613 | 7.8273 | 8.341 | 14.5348 | Mountain C1 | 54 | 54 | 54 | 54 | 54 | 54 | 54
MRA CANTON 1 | 5253.106 | 5704.7588 | 5639.6758 | 6173.6362 | 6492.6372 | 6484.4795 | 6992.1943 | MRA CANTON 1 | 1336.5906 | 1498.6735 | 1494.4369 | 1648.0935 | 1751.9694 | 1762.3076 | 1861.4425 | MRA CANTON 1 | 296.4631 | 324.9403 | 317.202 | 342.4536 | 356.3756 | 350.9335 | 362.8728 | MRA CANTON 1 | 49 | 49 | 49 | 49 | 49 | 49 | 49
MSW Sydney 1 | 384.0848 | 394.0372 | 402.731 | 411.3897 | 420.2336 | 429.4978 | 438.7315 | MSW Sydney 1 | 17.9973 | 18.4637 | 18.871 | 19.2767 | 19.6912 | 20.1253 | 20.558 | MSW Sydney 1 | 16.0474 | 16.0931 | 16.102 | 16.102 | 16.102 | 16.1106 | 16.1106 | MSW Sydney 1 | 2 | 2 | 2 | 2 | 2 | 2 | 2
Muddy Run | 0 | 0 | 0 | 0 | 0 | 0 | 0 | Muddy Run | 0 | 0 | 0 | 0 | 0 | 0 | 0 | Muddy Run | 569.6943 | 509.9915 | 498.1372 | 520.2457 | 536.9172 | 610.2772 | 628.6143 | Muddy Run | 880 | 880 | 880 | 880 | 880 | 880 | 880
MYSTIC JET 1 | 24.5928 | 4.353 | 0.7628 | 8.0844 | 1.3018 | 8.5985 | 2.36 | MYSTIC JET 1 | 0.6158 | 0.1399 | 0.0277 | 0.2638 | 0.0455 | 0.2128 | 0.0617 | MYSTIC JET 1 | 0.1961 | 0.0436 | 0.0084 | 0.0787 | 0.0133 | 0.0609 | 0.0173 | MYSTIC JET 1 | 14.1 | 14.1 | 14.1 | 14.1 | 14.1 | 14.1 | 14.1
MYSTIC STEAM 4 | 10555.1055 | 7570.3281 | 7369.1172 | 9314.0869 | 8495.9326 | 9685.8096 | 10342.9531 | MYSTIC STEAM 4 | 153.4113 | 103.2804 | 98.6333 | 126.3031 | 115.4485 | 131.4075 | 138.771 | MYSTIC STEAM 4 | 349.0252 | 229.6898 | 214.7381 | 269.1913 | 240.8779 | 268.405 | 277.4793 | MYSTIC STEAM 4 | 135 | 135 | 135 | 135 | 135 | 135 | 135
MYSTIC STEAM 5 | 3865.5798 | 1524.6423 | 646.3195 | 1312.4379 | 777.4741 | 878.1442 | 0 | MYSTIC STEAM 5 | 47.9966 | 17.089 | 7.0051 | 13.5833 | 8.3397 | 8.6323 | 0 | MYSTIC STEAM 5 | 109.1968 | 38.0051 | 15.2511 | 28.9503 | 17.4004 | 17.6319 | 0 | MYSTIC STEAM 5 | 115 | 115 | 115 | 115 | 115 | 115 | 0
MYSTIC STEAM 6 | 10874.8887 | 7879.146 | 7280.6704 | 10096.7139 | 8925.8408 | 9845.5557 | 10578.3291 | MYSTIC STEAM 6 | 156.9399 | 107.4322 | 96.9259 | 136.8562 | 121.6071 | 133.5953 | 141.6196 | MYSTIC STEAM 6 | 357.0531 | 238.9232 | 211.0207 | 291.6834 | 253.7275 | 272.8736 | 283.1753 | MYSTIC STEAM 6 | 138.3 | 138.3 | 138.3 | 138.3 | 138.3 | 138.3 | 138.3
MYSTIC STEAM 7 | 51455.6719 | 34576.5859 | 32352.4512 | 32031.0156 | 30549.8867 | 35560.3125 | 34472.8086 | MYSTIC STEAM 7 | 760.887 | 476.6739 | 443.2422 | 440.2946 | 413.6731 | 483.4665 | 467.1247 | MYSTIC STEAM 7 | 1731.0898 | 1060.0959 | 964.9982 | 938.4053 | 863.1096 | 987.4992 | 934.0384 | MYSTIC STEAM 7 | 592 | 592 | 592 | 592 | 592 | 592 | 592
Nanticoke C1 | 339546.5625 | 350688.7813 | 327214.2188 | 344459.9375 | 358544.75 | 355255.5625 | 368077.5938 | Nanticoke C1 | 37389.2461 | 38683.4844 | 36130.5703 | 38135.1602 | 39773.1289 | 39617.9063 | 41262.9844 | Nanticoke C1 | 21993.6738 | 22231.8887 | 20298.0723 | 20953.3848 | 21383.4023 | 20742.3613 | 21052.5449 | Nanticoke C1 | 3944 | 3944 | 3944 | 3944 | 3944 | 3944 | 3944
NARROWS 1 C1 | 158.1024 | 335.6396 | 117.3911 | 377.5464 | 642.5626 | 562.7969 | 500.8686 | NARROWS 1 C1 | 12.2973 | 25.2897 | 9.0316 | 29.0291 | 49.1221 | 43.3431 | 38.4126 | NARROWS 1 C1 | 2.7634 | 5.5582 | 1.9423 | 6.1114 | 10.1074 | 8.7034 | 7.5171 | NARROWS 1 C1 | 191.2 | 191.2 | 191.2 | 191.2 | 191.2 | 191.2 | 191.2
NARROWS 2 C1 | 147.1568 | 248.3819 | 115.3023 | 332.495 | 634.2964 | 546.4645 | 483.5978 | NARROWS 2 C1 | 11.4459 | 18.7738 | 8.8738 | 25.7077 | 48.4981 | 42.1031 | 37.0898 | NARROWS 2 C1 | 2.5721 | 4.1261 | 1.9083 | 5.4122 | 9.979 | 8.4544 | 7.2583 | NARROWS 2 C1 | 194.4 | 194.4 | 194.4 | 194.4 | 194.4 | 194.4 | 194.4
National Park 1 | 144.8618 | 227.8569 | 215.6681 | 194.2163 | 522.6165 | 974.3397 | 1030.9095 | National Park 1 | 11.9429 | 18.4607 | 17.5075 | 15.9329 | 42.0486 | 77.9908 | 82.5001 | National Park 1 | 2.7288 | 4.1232 | 3.828 | 3.4104 | 8.811 | 15.9984 | 16.5672 | National Park 1 | 24 | 24 | 24 | 24 | 24 | 24 | 24
Navy Yard 3 | 5592.7959 | 10188.4883 | 8947.0215 | 10846.4199 | 11913.2324 | 11703.0986 | 11317.5566 | Navy Yard 3 | 760.2335 | 1448.9187 | 1283.6165 | 1587.9932 | 1756.1683 | 1724.991 | 1633.5831 | Navy Yard 3 | 225.9561 | 420.9646 | 365.0887 | 442.1538 | 478.688 | 460.2935 | 426.7278 | Navy Yard 3 | 108 | 108 | 108 | 108 | 108 | 108 | 108
Navy Yard C1 | 13556.1807 | 16742.4375 | 15925.7207 | 17849.4961 | 18653.3223 | 19649.2168 | 19243.457 | Navy Yard C1 | 1958.1039 | 2507.0476 | 2414.9436 | 2729.8904 | 2873.5244 | 3042.0535 | 2963.0527 | Navy Yard C1 | 586.2587 | 735.2045 | 691.9609 | 766.8232 | 789.4297 | 813.3833 | 771.6284 | Navy Yard C1 | 152 | 152 | 152 | 152 | 152 | 152 | 152
NE Energy Join 1 | 7551.4224 | 3064.3853 | 830.4799 | 3287.6216 | 2364.5281 | 3536.5051 | 4363.4771 | NE Energy Join 1 | 1157.5442 | 471.6569 | 125.7313 | 561.8524 | 384.7064 | 598.3183 | 722.3412 | NE Energy Join 1 | 256.7496 | 102.264 | 26.6871 | 116.746 | 78.2548 | 119.1449 | 140.8144 | NE Energy Join 1 | 333.4 | 333.4 | 333.4 | 333.4 | 333.4 | 333.4 | 333.4
NEW BOSTON C1 | 28908.9238 | 12991.8389 | 10247.0537 | 15576.0195 | 14132.8057 | 16947.9102 | 18876.707 | NEW BOSTON C1 | 1704.766 | 716.4689 | 555.1518 | 846.4563 | 794.0481 | 964.3499 | 1040.1742 | NEW BOSTON C1 | 911.6396 | 375.1146 | 284.6932 | 425.3549 | 389.2392 | 461.4114 | 483.8019 | NEW BOSTON C1 | 760 | 760 | 760 | 760 | 760 | 760 | 760
NEW HVN HRBR J 1 | 70995.3047 | 59830.25 | 43346.1133 | 46175.8281 | 29188.2129 | 32675.7402 | 28546.0781 | NEW HVN HRBR J 1 | 1271.29 | 980.4459 | 673.7321 | 698.6476 | 427.1068 | 471.8386 | 409.3523 | NEW HVN HRBR J 1 | 2892.3052 | 2180.4563 | 1466.8059 | 1489.0363 | 891.1384 | 963.7487 | 818.5197 | NEW HVN HRBR J 1 | 447 | 447 | 447 | 447 | 447 | 447 | 447
Newark Bay 1 | 7738.4063 | 9254.3223 | 9997.8477 | 10846.7129 | 13178.6074 | 14526.5313 | 14893.0869 | Newark Bay 1 | 327.7451 | 404.8912 | 444.3672 | 485.2903 | 594.4416 | 656.6405 | 670.4434 | Newark Bay 1 | 299.5425 | 361.7303 | 388.6424 | 415.5003 | 498.2422 | 538.7916 | 538.5386 | Newark Bay 1 | 147 | 147 | 147 | 147 | 147 | 147 | 147
Newark Boxboar 1 | 2457.9639 | 3193.1853 | 3485.5039 | 3675.0691 | 4591.7241 | 5223.3281 | 5316.2339 | Newark Boxboar 1 | 103.1017 | 139.4066 | 153.1173 | 163.3883 | 205.7045 | 234.0269 | 236.7404 | Newark Boxboar 1 | 94.2297 | 124.546 | 133.916 | 139.8913 | 172.415 | 192.0255 | 190.1635 | Newark Boxboar 1 | 52 | 52 | 52 | 52 | 52 | 52 | 52
NEWINGTON 1 | 53199.5273 | 28420.4336 | 17954.2793 | 20022.6855 | 15112.6143 | 15342.625 | 17583.666 | NEWINGTON 1 | 828.1169 | 403.844 | 238.1972 | 260.9174 | 187.016 | 185.5847 | 212.1479 | NEWINGTON 1 | 1884.0442 | 898.1263 | 518.5875 | 556.0964 | 390.2001 | 379.064 | 424.2 | NEWINGTON 1 | 406 | 406 | 406 | 406 | 406 | 406 | 406
Newport dsl 4- 1 | 17.1723 | 4.1578 | 3.97 | 5.6239 | 2.3427 | 3.0105 | 0.2961 | Newport dsl 4- 1 | 0.948 | 0.2187 | 0.2054 | 0.2977 | 0.1152 | 0.1519 | 0.0153 | Newport dsl 4- 1 | 0.302 | 0.0681 | 0.0626 | 0.0888 | 0.0337 | 0.0434 | 0.0043 | Newport dsl 4- 1 | 6.6 | 6.6 | 6.6 | 6.6 | 6.6 | 6.6 | 6.6
NH/VT Solid Wa 1 | 852.737 | 874.2827 | 893.9658 | 912.7248 | 932.3496 | 952.9024 | 972.3312 | NH/VT Solid Wa 1 | 54.669 | 56.0503 | 57.3122 | 58.5148 | 59.7729 | 61.0908 | 62.3362 | NH/VT Solid Wa 1 | 31.8602 | 31.9308 | 31.9624 | 31.9463 | 31.9463 | 31.9634 | 31.9286 | NH/VT Solid Wa 1 | 4 | 4 | 4 | 4 | 4 | 4 | 4
NineMile 1 | 21261.5332 | 0 | 0 | 0 | 0 | 0 | 0 | NineMile 1 | 4082.8652 | 0 | 0 | 0 | 0 | 0 | 0 | NineMile 1 | 4000.5713 | 0 | 0 | 0 | 0 | 0 | 0 | NineMile 1 | 622 | 0 | 0 | 0 | 0 | 0 | 0
NineMile Joint 2 | 39812.1016 | 40223.4375 | 40471.9336 | 40730.3281 | 40980.0508 | 41209.7266 | 0 | NineMile Joint 2 | 6688.3555 | 6860.3594 | 7007.8569 | 7160.0073 | 7313.606 | 7466.5947 | 0 | NineMile Joint 2 | 7362.625 | 7382.1792 | 7382.1792 | 7383.7075 | 7383.3618 | 7379.1582 | 0 | NineMile Joint 2 | 1146.8 | 1146.8 | 1146.8 | 1146.8 | 1146.8 | 1146.8 | 0
Nipigon (TCPL) 1 | 1045.0432 | 1071.4585 | 1095.1322 | 1118.0229 | 1142.6913 | 1166.6155 | 1191.6973 | Nipigon (TCPL) 1 | 45.0509 | 46.1895 | 47.2102 | 48.197 | 49.2603 | 50.2918 | 51.373 | Nipigon (TCPL) 1 | 40.17 | 40.2593 | 40.2829 | 40.2593 | 40.2814 | 40.2593 | 40.2593 | Nipigon (TCPL) 1 | 5 | 5 | 5 | 5 | 5 | 5 | 5
Nipigon/T Cana 1 | 11924.6328 | 12114.2041 | 12319.2988 | 12511.2832 | 12737.7295 | 12993.7676 | 13277.2959 | Nipigon/T Cana 1 | 310.238 | 318.0735 | 325.1313 | 331.9331 | 339.2682 | 346.3597 | 353.8065 | Nipigon/T Cana 1 | 276.6262 | 277.2364 | 277.4235 | 277.266 | 277.4283 | 277.266 | 277.266 | Nipigon/T Cana 1 | 35 | 35 | 35 | 35 | 35 | 35 | 35
NORCON (FALC S 1 | 28.1388 | 100.2839 | 61.3514 | 302.8001 | 325.9041 | 321.1873 | 356.2964 | NORCON (FALC S 1 | 3.1862 | 17.9783 | 11.563 | 53.1197 | 57.2325 | 58.6006 | 62.3103 | NORCON (FALC S 1 | 0.7067 | 3.898 | 2.4543 | 11.0376 | 11.6419 | 11.6693 | 12.1469 | NORCON (FALC S 1 | 32.6 | 32.6 | 32.6 | 32.6 | 32.6 | 32.6 | 32.6
North Bay (TCP 1 | 16346.4609 | 16606.3047 | 16887.4727 | 17150.6621 | 17461.0762 | 17812.0293 | 18200.6953 | North Bay (TCP 1 | 425.263 | 436.0034 | 445.6793 | 455.0032 | 465.0583 | 474.7786 | 484.9864 | North Bay (TCP 1 | 379.1892 | 380.0254 | 380.2829 | 380.0672 | 380.2901 | 380.0673 | 380.0673 | North Bay (TCP 1 | 48 | 48 | 48 | 48 | 48 | 48 | 48
Northeast Land 1 | 2365.2039 | 2424.9834 | 2479.7539 | 2531.7676 | 2586.1992 | 2643.2061 | 2697.1199 | Northeast Land 1 | 400.391 | 410.5104 | 419.7828 | 428.5878 | 437.8024 | 447.453 | 456.5791 | Northeast Land 1 | 88.3693 | 88.5657 | 88.66 | 88.6144 | 88.6144 | 88.6616 | 88.5657 | Northeast Land 1 | 11 | 11 | 11 | 11 | 11 | 11 | 11
Northeast Powe 1 | 4811.7612 | 4797.335 | 5121.4541 | 5319.1206 | 5874.1328 | 6412.1265 | 6649.4849 | Northeast Powe 1 | 497.2347 | 488.4856 | 541.8035 | 568.3902 | 625.9216 | 684.9893 | 709.6512 | Northeast Powe 1 | 298.9786 | 287.1143 | 311.75 | 320.1643 | 345.15 | 369.7714 | 375.0214 | Northeast Powe 1 | 50 | 50 | 50 | 50 | 50 | 50 | 50
Northern Cons 2 | 19.5536 | 0 | 20.9428 | 72.648 | 94.4188 | 43.0869 | 127.2134 | Northern Cons 2 | 1.7036 | 0 | 2.8793 | 7.6525 | 10.5895 | 5.7807 | 14.8935 | Northern Cons 2 | 0.3779 | 0 | 0.6111 | 1.5901 | 2.1541 | 1.1511 | 2.9034 | Northern Cons 2 | 32.9 | 32.9 | 32.9 | 32.9 | 32.9 | 32.9 | 32.9
Northern Cons 3 | 8.4048 | 0 | 9.0111 | 33.2456 | 33.4815 | 14.7648 | 39.5002 | Northern Cons 3 | 0.7333 | 0 | 1.2393 | 3.5152 | 3.6205 | 1.9531 | 4.4743 | Northern Cons 3 | 0.1626 | 0 | 0.2631 | 0.7304 | 0.7365 | 0.3889 | 0.8722 | Northern Cons 3 | 14.1 | 14.1 | 14.1 | 14.1 | 14.1 | 14.1 | 14.1
Northfield CMEEC | 0 | 0 | 0 | 0 | 0 | 0 | 0 | Northfield CMEEC | 0 | 0 | 0 | 0 | 0 | 0 | 0 | Northfield CMEEC | 16.5258 | 15.597 | 14.949 | 14.1408 | 14.2038 | 14.4342 | 14.9796 | Northfield CMEEC | 12.6 | 12.6 | 12.6 | 12.6 | 12.6 | 12.6 | 12.6
Northfield NU | 0 | 0 | 0 | 0 | 0 | 0 | 0 | Northfield NU | 0 | 0 | 0 | 0 | 0 | 0 | 0 | Northfield NU | 1018.6882 | 946.2349 | 941.2626 | 887.028 | 903.5639 | 970.4013 | 1011.684 | Northfield NU | 1067.3999 | 1067.3999 | 1067.3999 | 1067.3999 | 1067.3999 | 1067.3999 | 1067.3999
Northhampton E 1 | 8485.1387 | 8529.2646 | 9007.5801 | 9443.3154 | 10444.2881 | 11408.2754 | 11842.8428 | Northhampton E 1 | 876.8311 | 868.4877 | 952.92 | 1009.0937 | 1112.8954 | 1218.7158 | 1263.9009 | Northhampton E 1 | 527.2233 | 510.4659 | 548.3036 | 568.4049 | 613.6804 | 657.8881 | 667.9196 | Northhampton E 1 | 89 | 89 | 89 | 89 | 89 | 89 | 89
NORTHPORT 1 | 39499.2422 | 42884.8359 | 38505.9844 | 42857.0664 | 48689.8984 | 48666.793 | 52135.8516 | NORTHPORT 1 | 1304.762 | 1385.4253 | 1250.2303 | 1403.3127 | 1608.0363 | 1605.7949 | 1733.8361 | NORTHPORT 1 | 1385.0022 | 1437.5619 | 1269.975 | 1395.4724 | 1565.396 | 1530.3125 | 1617.5574 | NORTHPORT 1 | 367 | 367 | 367 | 367 | 367 | 367 | 367
NORTHPORT 2 | 12318.9932 | 16736.4648 | 17187.2246 | 19423.5449 | 22578.6367 | 21466.6445 | 23372.5684 | NORTHPORT 2 | 420.2729 | 561.603 | 584.6385 | 655.8737 | 765.7411 | 726.7188 | 803.8629 | NORTHPORT 2 | 446.1188 | 582.7374 | 593.8716 | 652.2093 | 745.4361 | 692.5584 | 749.9524 | NORTHPORT 2 | 389 | 389 | 389 | 389 | 389 | 389 | 389
NORTHPORT 3 | 52087.0039 | 55229.3516 | 53800.9844 | 57437.8633 | 60234.9375 | 61463.1563 | 63863.1563 | NORTHPORT 3 | 1913.6469 | 2005.0204 | 1949.9902 | 2100.387 | 2224.9082 | 2278.0911 | 2379.0452 | NORTHPORT 3 | 2031.3322 | 2080.4739 | 1980.7861 | 2088.6516 | 2165.9099 | 2171.0066 | 2219.4958 | NORTHPORT 3 | 375 | 375 | 375 | 375 | 375 | 375 | 375
NORTHPORT 4 | 13874.6572 | 19157.5762 | 18243.3125 | 21294.8027 | 24963.9316 | 27829.0469 | 29278.3379 | NORTHPORT 4 | 479.7678 | 656.8103 | 632.4702 | 742.7338 | 853.2013 | 944.2805 | 1004.7849 | NORTHPORT 4 | 509.2726 | 681.5275 | 642.4587 | 738.5842 | 830.577 | 899.8934 | 937.3997 | NORTHPORT 4 | 381 | 381 | 381 | 381 | 381 | 381 | 381
NORTHPORT GT 1 | 29.2085 | 51.6558 | 21.5561 | 65.6231 | 115.3306 | 96.1527 | 75.0031 | NORTHPORT GT 1 | 1.7522 | 3.0729 | 1.291 | 4.0081 | 7.0351 | 5.8103 | 4.5203 | NORTHPORT GT 1 | 0.3906 | 0.6696 | 0.2754 | 0.837 | 1.4382 | 1.1628 | 0.8856 | NORTHPORT GT 1 | 18 | 18 | 18 | 18 | 18 | 18 | 18
Norwalk Hbr 10 | 227.788 | 85.1217 | 23.8031 | 102.2391 | 60.0603 | 110.8057 | 26.9578 | Norwalk Hbr 10 | 11.2601 | 3.8941 | 1.048 | 4.6106 | 2.2228 | 3.6284 | 0.8385 | Norwalk Hbr 10 | 3.5865 | 1.2124 | 0.3194 | 1.3757 | 0.6493 | 1.0376 | 0.2347 | Norwalk Hbr 10 | 17 | 17 | 17 | 17 | 17 | 17 | 17
Norwalk Hbr Jo 1 | 25942.0059 | 21324.6563 | 17968.3145 | 15615.6924 | 12902.6162 | 14143.7334 | 14778.085 | Norwalk Hbr Jo 1 | 450.9618 | 338.7464 | 271.8755 | 229.4099 | 181.2114 | 198.0779 | 205.1814 | Norwalk Hbr Jo 1 | 1025.9808 | 753.3531 | 591.9097 | 488.9441 | 378.0891 | 404.5818 | 410.2701 | Norwalk Hbr Jo 1 | 164 | 164 | 164 | 164 | 164 | 164 | 164
Norwalk Hbr Jo 2 | 27503.4609 | 24003.877 | 17764.209 | 19346.2188 | 15630.5928 | 13625.291 | 15094.2549 | Norwalk Hbr Jo 2 | 481.3016 | 383.7764 | 270.1779 | 286.5319 | 221.8078 | 191.5597 | 211.131 | Norwalk Hbr Jo 2 | 1095.0066 | 853.4973 | 588.2136 | 610.689 | 462.7917 | 391.2682 | 422.1666 | Norwalk Hbr Jo 2 | 172 | 172 | 172 | 172 | 172 | 172 | 172
NORWICH JET 1 | 20.3078 | 3.9618 | 0.4029 | 7.6277 | 0.4672 | 6.2521 | 0.4626 | NORWICH JET 1 | 0.4642 | 0.1115 | 0.0136 | 0.2193 | 0.0152 | 0.1519 | 0.0153 | NORWICH JET 1 | 0.1479 | 0.0347 | 0.0041 | 0.0654 | 0.0044 | 0.0434 | 0.0043 | NORWICH JET 1 | 18.4 | 18.4 | 18.4 | 18.4 | 18.4 | 18.4 | 18.4
Notch Cliff 1- 1 | 189.8586 | 331.6138 | 140.1364 | 97.6793 | 189.8461 | 279.2347 | 574.6747 | Notch Cliff 1- 1 | 9.3534 | 16.7015 | 7.0249 | 4.8801 | 9.3374 | 14.7083 | 29.0019 | Notch Cliff 1- 1 | 2.1371 | 3.7303 | 1.536 | 1.0446 | 1.9566 | 3.0171 | 5.824 | Notch Cliff 1- 1 | 68 | 68 | 68 | 68 | 68 | 68 | 68
Notch Cliff 5- 1 | 257.8855 | 282.2701 | 98.0947 | 131.08 | 315.1359 | 304.9572 | 541.2252 | Notch Cliff 5- 1 | 12.4746 | 14.2352 | 5.1224 | 6.5353 | 15.6423 | 16.4131 | 27.8751 | Notch Cliff 5- 1 | 2.8503 | 3.1794 | 1.12 | 1.3989 | 3.2777 | 3.3669 | 5.5977 | Notch Cliff 5- 1 | 68 | 68 | 68 | 68 | 68 | 68 | 68
NOTTINGHAM H-S 1 | 0.2052 | 0.1521 | 0.1435 | 0.4333 | 0.4833 | 0.2799 | 0.5532 | NOTTINGHAM H-S 1 | 0.0251 | 0.0205 | 0.0208 | 0.0571 | 0.0701 | 0.0422 | 0.0805 | NOTTINGHAM H-S 1 | 0.0055 | 0.0044 | 0.0044 | 0.0118 | 0.0142 | 0.0084 | 0.0156 | NOTTINGHAM H-S 1 | 0.2 | 0.2 | 0.2 | 0.2 | 0.2 | 0.2 | 0.2
O'brien Edgebo 1 | 308.8587 | 377.3083 | 427.0768 | 391.9548 | 528.6523 | 688.9167 | 729.2189 | O'brien Edgebo 1 | 11.766 | 14.3736 | 16.2696 | 14.9316 | 20.1391 | 26.2444 | 27.7797 | O'brien Edgebo 1 | 10.7536 | 12.8414 | 14.2293 | 12.7843 | 16.88 | 21.5343 | 22.3143 | O'brien Edgebo 1 | 10 | 10 | 10 | 10 | 10 | 10 | 10
Oak Bluff 1-3 3 | 50.9784 | 17.0567 | 18.2418 | 15.6949 | 4.1645 | 12.4758 | 8.2922 | Oak Bluff 1-3 3 | 3.6873 | 1.1879 | 1.2245 | 1.0405 | 0.2678 | 0.7946 | 0.5236 | Oak Bluff 1-3 3 | 1.1745 | 0.3698 | 0.3732 | 0.3105 | 0.0782 | 0.2272 | 0.1466 | Oak Bluff 1-3 3 | 8.3 | 8.3 | 8.3 | 8.3 | 8.3 | 8.3 | 8.3
Ocean St Joi C1 | 10762.8086 | 1831.8334 | 435.5796 | 2511.415 | 1653.1736 | 1444.9678 | 813.9049 | Ocean St Joi C1 | 1586.703 | 237.2786 | 60.7948 | 410.1236 | 253.7116 | 234.3247 | 134.6418 | Ocean St Joi C1 | 354.9671 | 51.9209 | 13.0182 | 85.9798 | 51.9901 | 46.7714 | 26.1949 | Ocean St Joi C1 | 574 | 574 | 574 | 574 | 574 | 574 | 574
OCEANSIDE 1 | 51.1884 | 63.0449 | 53.0609 | 72.4999 | 71.5838 | 74.558 | 89.303 | OCEANSIDE 1 | 8.6654 | 10.6725 | 8.9824 | 12.2731 | 12.118 | 12.6215 | 15.1176 | OCEANSIDE 1 | 1.9125 | 2.3025 | 1.8971 | 2.5376 | 2.4528 | 2.5009 | 2.9325 | OCEANSIDE 1 | 3.6 | 3.6 | 3.6 | 3.6 | 3.6 | 3.6 | 3.6
Ogden Martin ( 1 | 9004.1846 | 9231.5654 | 9438.1309 | 9636.3535 | 9843.5371 | 10060.6396 | 10265.5654 | Ogden Martin ( 1 | 577.2574 | 591.8354 | 605.0787 | 617.7858 | 631.0682 | 644.9875 | 658.1249 | Ogden Martin ( 1 | 336.4159 | 337.1571 | 337.4463 | 337.2815 | 337.2815 | 337.4653 | 337.0915 | Ogden Martin ( 1 | 42.9 | 42.9 | 42.9 | 42.9 | 42.9 | 42.9 | 42.9
Onondaga Count 1 | 859.0366 | 1014.2502 | 904.2619 | 1138.4027 | 1272.7878 | 1117.8043 | 1266.5879 | Onondaga Count 1 | 55.0729 | 65.0236 | 57.9723 | 72.9831 | 81.5985 | 71.6625 | 81.201 | Onondaga Count 1 | 32.0955 | 37.0427 | 32.3306 | 39.8453 | 43.6112 | 37.4947 | 41.5911 | Onondaga Count 1 | 25 | 25 | 25 | 25 | 25 | 25 | 25
Ortanna 1 | 226.6474 | 230.8006 | 136.1322 | 128.6353 | 221.4855 | 325.0416 | 583.625 | Ortanna 1 | 14.8726 | 14.8072 | 8.7043 | 8.1579 | 14.0707 | 20.9768 | 37.2882 | Ortanna 1 | 3.3982 | 3.3072 | 1.9032 | 1.7462 | 2.9484 | 4.303 | 7.488 | Ortanna 1 | 26 | 26 | 26 | 26 | 26 | 26 | 26
OSWEGO COUNTY 1 | 151.9748 | 153.1294 | 131.5935 | 167.1389 | 187.4902 | 166.384 | 194.1311 | OSWEGO COUNTY 1 | 9.7431 | 9.8171 | 8.4365 | 10.7153 | 12.02 | 10.6669 | 12.4458 | OSWEGO COUNTY 1 | 5.6781 | 5.5926 | 4.7049 | 5.85 | 6.4242 | 5.581 | 6.3747 | OSWEGO COUNTY 1 | 3.6 | 3.6 | 3.6 | 3.6 | 3.6 | 3.6 | 3.6
OSWEGO Joint 6 | 63144.3711 | 62069.5273 | 69034.4609 | 73676.5625 | 82607.3828 | 101036.6406 | 97222.875 | OSWEGO Joint 6 | 5164.979 | 4979.248 | 5551.7397 | 5942.4204 | 6754.8965 | 8283.2832 | 8071.4976 | OSWEGO Joint 6 | 2302.6973 | 2169.9839 | 2368.5549 | 2481.8718 | 2761.8262 | 3315.4448 | 3162.678 | OSWEGO Joint 6 | 837 | 837 | 837 | 837 | 837 | 837 | 837
Oswego ST5 | 27463.6836 | 125178.2109 | 114503.6875 | 128255.1953 | 129976.6953 | 140739 | 141051.4063 | Oswego ST5 | 1182.3433 | 5458.7808 | 4999.4722 | 5648.1709 | 5781.6294 | 6277.9175 | 6327.9438 | Oswego ST5 | 1054.2461 | 4757.9336 | 4265.8794 | 4717.9551 | 4727.7871 | 5025.5649 | 4958.9932 | Oswego ST5 | 0 | 850 | 850 | 850 | 850 | 850 | 850
OXBOW/OCCIDENT 1 | 545.126 | 949.0026 | 836.835 | 1540.8492 | 1914.9985 | 1751.9532 | 1847.0026 | OXBOW/OCCIDENT 1 | 98.5972 | 184.9439 | 158.6405 | 291.9109 | 370.9306 | 341.0715 | 350.4738 | OXBOW/OCCIDENT 1 | 21.8694 | 40.0993 | 33.6723 | 60.6555 | 75.4526 | 67.9186 | 68.322 | OXBOW/OCCIDENT 1 | 61.8 | 61.8 | 61.8 | 61.8 | 61.8 | 61.8 | 61.8
OYSTER BAY 1 | 279.4242 | 286.6239 | 292.4695 | 298.9227 | 305.3493 | 311.914 | 318.6205 | OYSTER BAY 1 | 47.3022 | 48.521 | 49.5105 | 50.6028 | 51.6908 | 52.8022 | 53.9374 | OYSTER BAY 1 | 10.4399 | 10.4682 | 10.4568 | 10.4626 | 10.4626 | 10.4626 | 10.4626 | OYSTER BAY 1 | 1.3 | 1.3 | 1.3 | 1.3 | 1.3 | 1.3 | 1.3
P H Glatfelte 1 | 3177.8223 | 3370.4163 | 3313.2312 | 3405.9338 | 3660.9363 | 3748.6013 | 3826.7368 | P H Glatfelte 1 | 426.9041 | 446.1484 | 455.6624 | 473.1373 | 507.1207 | 520.5895 | 530.9212 | P H Glatfelte 1 | 256.69 | 262.23 | 262.185 | 266.51 | 279.64 | 281.025 | 280.57 | P H Glatfelte 1 | 35 | 35 | 35 | 35 | 35 | 35 | 35
P HYQB HYQB | 48270096 | 49572520 | 52718160 | 58323244 | 63695108 | 72125672 | 74099824 | P HYQB HYQB | 0 | 0 | 0 | 0 | 0 | 0 | 0 | P HYQB HYQB | 180045.1563 | 180921.6406 | 184458.25 | 191726.5781 | 196711.2656 | 201750.1094 | 201961.9219 | P HYQB HYQB | 33323.3984 | 33323.3984 | 33929.5 | 35347.5 | 36282.5 | 37325.5 | 37325.5
P NB-NS NBPC | 76173.7422 | 78172.2422 | 79962.1094 | 81752.5469 | 83542.4688 | 85331.9141 | 88015.1016 | P NB-NS NBPC | 0 | 0 | 0 | 0 | 0 | 0 | 0 | P NB-NS NBPC | 4454.6035 | 4466.9873 | 4467.1602 | 4467.3521 | 4467.5093 | 4467.6436 | 4467.7798 | P NB-NS NBPC | 847.4 | 847.4 | 847.4 | 847.4 | 847.4 | 847.4 | 847.4
P NB-NS NSPI | 6784.5981 | 6922.8125 | 7161.8071 | 7281.4829 | 7401.1108 | 7640.0879 | 7879.0796 | P NB-NS NSPI | 0 | 0 | 0 | 0 | 0 | 0 | 0 | P NB-NS NSPI | 1190.2804 | 1193.5884 | 1193.6346 | 1193.6858 | 1193.7277 | 1193.7638 | 1193.7999 | P NB-NS NSPI | 226.5 | 226.5 | 226.5 | 226.5 | 226.5 | 226.5 | 226.5
P NEPOOL BHE | 0 | 0 | 0 | 0 | 0 | 0 | 0 | P NEPOOL BHE | 0 | 0 | 0 | 0 | 0 | 0 | 0 | P NEPOOL BHE | 176.014 | 176.5293 | 176.5373 | 176.5461 | 176.5534 | 176.5596 | 176.5659 | P NEPOOL BHE | 38 | 38 | 38 | 38 | 38 | 38 | 38
P NEPOOL CMP | 0 | 0 | 0 | 0 | 0 | 0 | 0 | P NEPOOL CMP | 0 | 0 | 0 | 0 | 0 | 0 | 0 | P NEPOOL CMP | 1922.552 | 1928.1875 | 1928.275 | 1928.3716 | 1928.4509 | 1928.519 | 1928.5878 | P NEPOOL CMP | 444.1 | 444.1 | 444.1 | 444.1 | 444.1 | 444.1 | 444.1
P NEPOOL NEP | 0 | 0 | 0 | 0 | 0 | 0 | 0 | P NEPOOL NEP | 0 | 0 | 0 | 0 | 0 | 0 | 0 | P NEPOOL NEP | 1824.2437 | 1829.5925 | 1829.6755 | 1829.7676 | 1829.8427 | 1829.9075 | 1829.9724 | P NEPOOL NEP | 518.6 | 518.6 | 518.6 | 518.6 | 518.6 | 518.6 | 518.6
P NEPOOL NU | 0 | 0 | 0 | 0 | 0 | 0 | 0 | P NEPOOL NU | 0 | 0 | 0 | 0 | 0 | 0 | 0 | P NEPOOL NU | 704.956 | 707.0244 | 707.0565 | 707.0919 | 707.121 | 707.146 | 707.1711 | P NEPOOL NU | 199 | 199 | 199 | 199 | 199 | 199 | 199
P NEPOOL VTGP | 0 | 0 | 0 | 0 | 0 | 0 | 0 | P NEPOOL VTGP | 0 | 0 | 0 | 0 | 0 | 0 | 0 | P NEPOOL VTGP | 600.0474 | 601.8074 | 601.8348 | 601.865 | 601.8896 | 601.9109 | 601.9323 | P NEPOOL VTGP | 168 | 168 | 168 | 168 | 168 | 168 | 168
P NYPP-W NEYE | 0 | 0 | 0 | 0 | 0 | 0 | 0 | P NYPP-W NEYE | 0 | 0 | 0 | 0 | 0 | 0 | 0 | P NYPP-W NEYE | 508.2401 | 509.7279 | 509.7511 | 509.7767 | 509.7977 | 509.8157 | 509.8339 | P NYPP-W NEYE | 90.4 | 90.4 | 90.4 | 90.4 | 90.4 | 90.4 | 90.4
P NYPP-W NIMP | 0 | 0 | 0 | 0 | 0 | 0 | 0 | P NYPP-W NIMP | 0 | 0 | 0 | 0 | 0 | 0 | 0 | P NYPP-W NIMP | 4676.5698 | 4690.2793 | 4690.4922 | 4690.7275 | 4690.9209 | 4691.0874 | 4691.2534 | P NYPP-W NIMP | 910 | 910 | 910 | 910 | 910 | 910 | 910
P NYPP-W POAS | 0 | 0 | 0 | 0 | 0 | 0 | 0 | P NYPP-W POAS | 0 | 0 | 0 | 0 | 0 | 0 | 0 | P NYPP-W POAS | 19399.6309 | 19456.5098 | 19457.3906 | 19458.3711 | 19459.166 | 19459.8594 | 19460.5488 | P NYPP-W POAS | 3200 | 3200 | 3200 | 3200 | 3200 | 3200 | 3200
P NYPP-W ROGE | 0 | 0 | 0 | 0 | 0 | 0 | 0 | P NYPP-W ROGE | 0 | 0 | 0 | 0 | 0 | 0 | 0 | P NYPP-W ROGE | 152.7121 | 153.1585 | 153.1655 | 153.1731 | 153.1794 | 153.1849 | 153.1903 | P NYPP-W ROGE | 43 | 43 | 43 | 43 | 43 | 43 | 43
P ONHY ONHY | 598874.5625 | 614510.25 | 628579.8125 | 642653.25 | 656723.1875 | 670790.6875 | 691883.125 | P ONHY ONHY | 0 | 0 | 0 | 0 | 0 | 0 | 0 | P ONHY ONHY | 35021.9023 | 35114.8672 | 35116.1953 | 35117.6641 | 35118.8789 | 35119.9102 | 35120.9648 | P ONHY ONHY | 6790 | 6836 | 6856 | 6883 | 6903 | 6923 | 6923
P PJM-Ce BG&E | 0 | 0 | 0 | 0 | 0 | 0 | 0 | P PJM-Ce BG&E | 0 | 0 | 0 | 0 | 0 | 0 | 0 | P PJM-Ce BG&E | 871.188 | 874.1144 | 874.1648 | 874.2205 | 874.2662 | 874.3053 | 874.3448 | P PJM-Ce BG&E | 277 | 277 | 277 | 277 | 277 | 277 | 277
P PJM-Ce PP&L | 0 | 0 | 0 | 0 | 0 | 0 | 0 | P PJM-Ce PP&L | 0 | 0 | 0 | 0 | 0 | 0 | 0 | P PJM-Ce PP&L | 811.2815 | 814.0079 | 814.0548 | 814.1067 | 814.1491 | 814.1857 | 814.2224 | P PJM-Ce PP&L | 146 | 146 | 146 | 146 | 146 | 146 | 146
P PJM-Ea PE | 0 | 0 | 0 | 0 | 0 | 0 | 0 | P PJM-Ea PE | 0 | 0 | 0 | 0 | 0 | 0 | 0 | P PJM-Ea PE | 2065.3076 | 2072.2439 | 2072.3633 | 2072.4951 | 2072.6033 | 2072.6965 | 2072.79 | P PJM-Ea PE | 512 | 512 | 512 | 512 | 512 | 512 | 512
P PJM-We PENLEC | 0 | 0 | 0 | 0 | 0 | 0 | 0 | P PJM-We PENLEC | 0 | 0 | 0 | 0 | 0 | 0 | 0 | P PJM-We PENLEC | 304.0306 | 305.0522 | 305.0697 | 305.0891 | 305.105 | 305.1187 | 305.1325 | P PJM-We PENLEC | 60 | 60 | 60 | 60 | 60 | 60 | 60
P PPL Safe Ha 0 | 0 | 0 | 0 | 0 | 0 | 0 | 0 | P PPL Safe Ha 0 | 0 | 0 | 0 | 0 | 0 | 0 | 0 | P PPL Safe Ha 0 | 437.5441 | 439.0128 | 439.0381 | 439.066 | 439.089 | 439.1087 | 439.1285 | P PPL Safe Ha 0 | 139 | 139 | 139 | 139 | 139 | 139 | 139
P&N ENERGY SYS 1 | 5.4302 | 0 | 7.7302 | 25.3055 | 26.1901 | 12.8918 | 38.7949 | P&N ENERGY SYS 1 | 0.5185 | 0 | 1.2519 | 3.1096 | 3.3914 | 1.9951 | 5.1231 | P&N ENERGY SYS 1 | 0.115 | 0 | 0.2657 | 0.6461 | 0.6899 | 0.3973 | 0.9987 | P&N ENERGY SYS 1 | 10 | 10 | 10 | 10 | 10 | 10 | 10
Panther Creek 1 | 7530.3369 | 7555.4233 | 7966.4058 | 8414.3369 | 9346.5059 | 10254.2305 | 10651.5225 | Panther Creek 1 | 778.165 | 769.3271 | 842.7729 | 899.1378 | 995.9202 | 1095.4325 | 1136.7611 | Panther Creek 1 | 467.8972 | 452.1829 | 484.9257 | 506.4686 | 549.1771 | 591.3371 | 600.7314 | Panther Creek 1 | 80 | 80 | 80 | 80 | 80 | 80 | 80
Parlin 1 | 5814.2095 | 7134.5532 | 8016.9458 | 8254.1914 | 10150.9492 | 11412.1182 | 11727.8301 | Parlin 1 | 246.038 | 313.0192 | 355.4124 | 369.8029 | 458.2815 | 515.2997 | 526.9177 | Parlin 1 | 224.8663 | 279.6517 | 310.8428 | 316.6213 | 384.1172 | 422.8175 | 423.2504 | Parlin 1 | 114 | 114 | 114 | 114 | 114 | 114 | 114
Pawtucket Powe 1 | 4448.0586 | 1300.2626 | 258.8188 | 1451.4219 | 207.2302 | 682.7399 | 0 | Pawtucket Powe 1 | 518.0795 | 137.81 | 26.0218 | 196.5173 | 28.9296 | 85.6117 | 0 | Pawtucket Powe 1 | 114.9129 | 29.8798 | 5.5233 | 40.8339 | 5.8847 | 17.0481 | 0 | Pawtucket Powe 1 | 68.2 | 68.2 | 68.2 | 68.2 | 68.2 | 68.2 | 68.2
Paxton Creek C 1 | 47.6431 | 57.557 | 28.7747 | 36.012 | 58.8349 | 76.9935 | 110.7775 | Paxton Creek C 1 | 2.7886 | 3.5621 | 1.7703 | 2.1705 | 3.6247 | 4.8837 | 6.9236 | Paxton Creek C 1 | 1.2136 | 1.5154 | 0.7373 | 0.8849 | 1.4467 | 1.9082 | 2.6483 | Paxton Creek C 1 | 13 | 13 | 13 | 13 | 13 | 13 | 13
PCLP 1 | 4518.5181 | 6235.3594 | 7240.6255 | 7208.2871 | 9281.332 | 10616.2158 | 11007.0859 | PCLP 1 | 410.0947 | 588.1219 | 690.1952 | 692.7635 | 898.8647 | 1029.0289 | 1062.4701 | PCLP 1 | 178.479 | 250.2043 | 287.449 | 282.4461 | 358.7621 | 402.0698 | 406.3986 | PCLP 1 | 116 | 116 | 116 | 116 | 116 | 116 | 116
Peach Btm jo C2 | 93268.3906 | 94158.6016 | 94812.6875 | 95342.0547 | 95915.6797 | 0 | 0 | Peach Btm jo C2 | 22442.3438 | 22916.8164 | 23511.334 | 23929.8984 | 24502.6211 | 0 | 0 | Peach Btm jo C2 | 14386.1191 | 14413.0947 | 14424.1309 | 14415.6016 | 14413.3066 | 0 | 0 | Peach Btm jo C2 | 2238 | 2238 | 2238 | 2238 | 2238 | 0 | 0
Peel Res ST 1 | 0 | 1048.7073 | 1839.8236 | 1878.2814 | 1919.7177 | 1959.9182 | 2002.0541 | Peel Res ST 1 | 0 | 43.0559 | 75.5363 | 77.1152 | 78.8165 | 80.4668 | 82.1968 | Peel Res ST 1 | 0 | 37.528 | 64.4526 | 64.4149 | 64.4503 | 64.4149 | 64.4149 | Peel Res ST 1 | 0 | 0 | 8 | 8 | 8 | 8 | 8
Peel Resources 1 | 1672.0746 | 1714.3347 | 1752.2177 | 1788.8407 | 1828.3077 | 1866.5859 | 1906.7198 | Peel Resources 1 | 72.0814 | 73.9032 | 75.5363 | 77.1152 | 78.8165 | 80.4668 | 82.1968 | Peel Resources 1 | 64.272 | 64.4149 | 64.4526 | 64.4149 | 64.4503 | 64.4149 | 64.4149 | Peel Resources 1 | 8 | 8 | 8 | 8 | 8 | 8 | 8
Pennsbury C1 | 26.6082 | 39.5324 | 41.8747 | 34.5361 | 94.6286 | 183.1522 | 192.1714 | Pennsbury C1 | 2.0341 | 3.1089 | 3.3357 | 2.8067 | 7.4835 | 14.4637 | 15.196 | Pennsbury C1 | 0.609 | 0.9117 | 0.9558 | 0.7884 | 2.0559 | 3.8673 | 3.9573 | Pennsbury C1 | 6 | 6 | 6 | 6 | 6 | 6 | 6
Pennsbury CA | 656.0698 | 761.8714 | 1149.3661 | 1074.142 | 2099.1816 | 2944.5576 | 3513.5571 | Pennsbury CA | 14.4616 | 18.5466 | 28.0016 | 27.3267 | 54.1171 | 76.7188 | 96.2843 | Pennsbury CA | 13.0285 | 16.2689 | 24.1394 | 22.9636 | 44.7248 | 61.3751 | 75.2221 | Pennsbury CA | 60 | 60 | 60 | 60 | 60 | 60 | 60
PENNTECH PAPER 1 | 81.6463 | 363.7863 | 285.0251 | 683.5201 | 856.5581 | 789.7106 | 498.8957 | PENNTECH PAPER 1 | 13.9463 | 63.7521 | 50.2922 | 123.5767 | 154.7977 | 141.4281 | 89.5125 | PENNTECH PAPER 1 | 3.0934 | 13.8226 | 10.6748 | 25.6777 | 31.4881 | 28.163 | 17.4497 | PENNTECH PAPER 1 | 34 | 34 | 34 | 34 | 34 | 34 | 34
Penobscot BHE 1 | 3418.7961 | 3505.1926 | 3584.3657 | 3659.5461 | 3738.238 | 3820.6313 | 3898.5713 | Penobscot BHE 1 | 219.1789 | 224.7184 | 229.7943 | 234.6142 | 239.6584 | 244.9413 | 249.937 | Penobscot BHE 1 | 127.7338 | 128.0177 | 128.154 | 128.0881 | 128.0881 | 128.1563 | 128.0177 | Penobscot BHE 1 | 15.9 | 15.9 | 15.9 | 15.9 | 15.9 | 15.9 | 15.9
Penobscot UNIT 1 | 1290.1111 | 1322.7167 | 1352.5907 | 1380.9628 | 120.9755 | 0 | 0 | Penobscot UNIT 1 | 82.709 | 84.7994 | 86.7148 | 88.5337 | 7.7557 | 0 | 0 | Penobscot UNIT 1 | 48.2014 | 48.3086 | 48.36 | 48.3351 | 4.1451 | 0 | 0 | Penobscot UNIT 1 | 6 | 6 | 6 | 6 | 0 | 0 | 0
PEP 1 | 16566.1719 | 17309.3242 | 19234.3438 | 20423.7852 | 23640.1992 | 25410.9277 | 26841.8867 | PEP 1 | 748.1725 | 806.894 | 909.7184 | 972.5497 | 1132.4138 | 1223.048 | 1285.1128 | PEP 1 | 683.792 | 720.8803 | 795.6373 | 832.6867 | 949.1538 | 1003.5442 | 1032.2762 | PEP 1 | 230 | 230 | 230 | 230 | 230 | 230 | 230
Pepperell 1 | 4816.5298 | 4580.9053 | 4793.7163 | 5034.0112 | 5003.229 | 5210.7881 | 5244.0166 | Pepperell 1 | 446.2793 | 419.393 | 434.5395 | 458.5978 | 458.3524 | 479.8298 | 482.1659 | Pepperell 1 | 200.9741 | 184.62 | 187.2615 | 193.4696 | 189.2962 | 193.9953 | 190.8368 | Pepperell 1 | 41 | 41 | 41 | 41 | 41 | 41 | 41
Perryman CT 1 | 877.0948 | 1202.4778 | 596.2193 | 396.9992 | 768.9034 | 1414.1263 | 2608.0269 | Perryman CT 1 | 91.4425 | 122.5535 | 60.3702 | 40.5155 | 79.2113 | 144.6794 | 267.0306 | Perryman CT 1 | 20.8935 | 27.3724 | 13.1999 | 8.6722 | 16.5981 | 29.6784 | 53.6236 | Perryman CT 1 | 173 | 173 | 173 | 173 | 173 | 173 | 173
Perryman GT 1-4 | 1326.3986 | 1897.429 | 666.533 | 972.861 | 2444.6521 | 2430.4421 | 4482.1328 | Perryman GT 1-4 | 100.8091 | 137.8677 | 47.4275 | 69.764 | 174.2008 | 177.5213 | 324.4191 | Perryman GT 1-4 | 23.0336 | 30.7928 | 10.37 | 14.9328 | 36.5024 | 36.4153 | 65.148 | Perryman GT 1-4 | 244 | 244 | 244 | 244 | 244 | 244 | 244
Philadelphia 1-4 | 561.8539 | 573.9119 | 315.5786 | 342.6717 | 700.12 | 824.6296 | 1467.4598 | Philadelphia 1-4 | 38.0047 | 37.8132 | 20.837 | 22.3969 | 45.5297 | 54.5687 | 96.4732 | Philadelphia 1-4 | 8.6836 | 8.4456 | 4.556 | 4.794 | 9.5404 | 11.1938 | 19.3732 | Philadelphia 1-4 | 68 | 68 | 68 | 68 | 68 | 68 | 68
Pickering C1 | 0 | 15724.7246 | 67526.5 | 67889.1641 | 68372.3281 | 68782.4375 | 69151.8125 | Pickering C1 | 0 | 6031.645 | 26358.4336 | 26829.5938 | 27593.7402 | 28204.6133 | 28920.3965 | Pickering C1 | 0 | 2885.9546 | 12317.0244 | 12307.1504 | 12318.6328 | 12316.4258 | 12306.5537 | Pickering C1 | 0 | 0 | 2060 | 2060 | 2060 | 2060 | 2060
Pickering C5 | 58225.4336 | 58774.0508 | 59238.5078 | 59530.3164 | 59969.6953 | 60289.8945 | 60624.832 | Pickering C5 | 22074.1875 | 22544.3594 | 23123.2813 | 23526.1563 | 24202.5898 | 24722.2324 | 25354.291 | Pickering C5 | 10767.8965 | 10786.7764 | 10805.2705 | 10791.8145 | 10804.7275 | 10795.7344 | 10789.0605 | Pickering C5 | 2064 | 2064 | 2064 | 2064 | 2064 | 2064 | 2064
PILGRIM Joint 1 | 22941.4473 | 23197.7793 | 0 | 0 | 0 | 0 | 0 | PILGRIM Joint 1 | 9818.3906 | 10079.2773 | 0 | 0 | 0 | 0 | 0 | PILGRIM Joint 1 | 4377.3237 | 4392.6045 | 0 | 0 | 0 | 0 | 0 | PILGRIM Joint 1 | 670.6 | 670.6 | 0 | 0 | 0 | 0 | 0
Pine Tree NUG 1 | 3615.6672 | 3707.0413 | 3790.7788 | 3870.2844 | 3953.4946 | 4040.6406 | 4123.0566 | Pine Tree NUG 1 | 238.4781 | 244.5054 | 250.0281 | 255.2725 | 260.7608 | 266.5089 | 271.9445 | Pine Tree NUG 1 | 138.981 | 139.2899 | 139.4382 | 139.3665 | 139.3665 | 139.4407 | 139.2899 | Pine Tree NUG 1 | 17.3 | 17.3 | 17.3 | 17.3 | 17.3 | 17.3 | 17.3
Piney Creek 1 | 2625.5732 | 2784.9932 | 2843.9111 | 3039.531 | 3485.646 | 3752.9634 | 3848.0046 | Piney Creek 1 | 271.3195 | 283.58 | 300.8601 | 324.7982 | 371.4149 | 400.9189 | 410.67 | Piney Creek 1 | 163.1397 | 166.6781 | 173.1129 | 182.9532 | 204.8082 | 216.4243 | 217.0222 | Piney Creek 1 | 31 | 31 | 31 | 31 | 31 | 31 | 31
Point Lepreau 1 | 9.0005 | 16.912 | 9.2949 | 18.1567 | 16.2869 | 14.3548 | 24.3634 | Point Lepreau 1 | 0.9097 | 1.6395 | 0.8803 | 1.6845 | 1.4656 | 1.2649 | 2.1376 | Point Lepreau 1 | 0.2008 | 0.3537 | 0.1859 | 0.3483 | 0.2966 | 0.2506 | 0.4146 | Point Lepreau 1 | 5 | 5 | 5 | 5 | 5 | 5 | 5
Point Lepreau 1 | 22189.4473 | 22446.6289 | 22569.7266 | 22708.9844 | 22849.2773 | 23004.9355 | 23147.5488 | Point Lepreau 1 | 8468.0693 | 8696.6563 | 8877.5088 | 9068.3125 | 9263.2813 | 9468.4082 | 9672.1904 | Point Lepreau 1 | 4103.5991 | 4119.6206 | 4116.7798 | 4116.751 | 4116.7505 | 4119.3467 | 4119.437 | Point Lepreau 1 | 635 | 635 | 635 | 635 | 635 | 635 | 635
POLETTI 1 | 61677.5859 | 75952.8281 | 80821.5625 | 82179.2031 | 88572.3125 | 98160.8281 | 107352.7656 | POLETTI 1 | 3768.8059 | 4687.0894 | 5010.7471 | 5215.6777 | 5619.6221 | 6138.9829 | 6718.4595 | POLETTI 1 | 2196.3962 | 2670.1428 | 2794.4441 | 2847.5107 | 3003.4702 | 3211.9902 | 3441.1938 | POLETTI 1 | 825 | 825 | 825 | 825 | 825 | 825 | 825
POLSKY_CT 1 | 0 | 1210.1913 | 1295.442 | 1266.5278 | 1169.4089 | 714.6092 | 700.145 | POLSKY_CT 1 | 0 | 52.9775 | 54.161 | 54.3421 | 54.1915 | 30.4712 | 29.8174 | POLSKY_CT 1 | 0 | 30.9275 | 30.9529 | 30.4027 | 29.6804 | 16.3377 | 15.6506 | POLSKY_CT 1 | 0 | 150 | 150 | 150 | 150 | 150 | 150
Port Jefferson 1 | 29.6427 | 52.3628 | 21.865 | 66.5053 | 116.8071 | 82.9902 | 65.8083 | Port Jefferson 1 | 1.8496 | 3.2436 | 1.3628 | 4.2308 | 7.426 | 5.2501 | 4.1604 | Port Jefferson 1 | 0.4123 | 0.7068 | 0.2907 | 0.8835 | 1.5181 | 1.0507 | 0.8151 | Port Jefferson 1 | 18 | 18 | 18 | 18 | 18 | 18 | 18
Port Jefferson 3 | 4559.0117 | 6066.6592 | 5889.0396 | 8634.9873 | 9134.3193 | 8663.6553 | 9291.8564 | Port Jefferson 3 | 229.2429 | 287.9598 | 285.7776 | 421.565 | 450.7574 | 419.4223 | 466.9396 | Port Jefferson 3 | 167.5461 | 205.7286 | 199.8724 | 288.636 | 302.1278 | 275.2079 | 299.9382 | Port Jefferson 3 | 190 | 190 | 190 | 190 | 190 | 190 | 190
Port Jefferson 4 | 20566.8633 | 20507.3613 | 19443.0098 | 20086.3633 | 23938.7813 | 24453.6875 | 24865.1465 | Port Jefferson 4 | 1097.8654 | 1075.7596 | 1020.9105 | 1062.7697 | 1280.4023 | 1305.6768 | 1336.6178 | Port Jefferson 4 | 802.3938 | 768.5606 | 714.023 | 727.6546 | 858.2112 | 856.7322 | 858.5752 | Port Jefferson 4 | 193 | 193 | 193 | 193 | 193 | 193 | 193
Portland 1 | 14088.4219 | 14556.3086 | 14670.8926 | 15032.7666 | 15859.9229 | 16172.4971 | 16518.0625 | Portland 1 | 2181.2104 | 2222.8989 | 2328.7585 | 2410.2209 | 2540.7375 | 2599.6987 | 2652.2947 | Portland 1 | 1066.0514 | 1062.0002 | 1089.1584 | 1103.5325 | 1138.8059 | 1140.708 | 1139.2914 | Portland 1 | 156 | 156 | 156 | 156 | 156 | 156 | 156
Portland 2 | 21773.6504 | 22791.3965 | 22434.8105 | 22932.623 | 24115.0898 | 24667.1133 | 25224.9707 | Portland 2 | 3454.1497 | 3563.967 | 3644.0537 | 3766.2542 | 3957.2783 | 4059.1619 | 4146.73 | Portland 2 | 1688.1918 | 1702.702 | 1704.3207 | 1724.3993 | 1773.7256 | 1781.0983 | 1781.2252 | Portland 2 | 243 | 243 | 243 | 243 | 243 | 243 | 243
Portland 3 | 111.6368 | 193.9079 | 81.6973 | 57.2411 | 120.6556 | 160.9926 | 334.8163 | Portland 3 | 2.9934 | 5.345 | 2.2482 | 1.5618 | 3.2901 | 4.6001 | 9.2482 | Portland 3 | 1.7765 | 3.1008 | 1.2768 | 0.8683 | 1.7907 | 2.451 | 4.8238 | Portland 3 | 19 | 19 | 19 | 19 | 19 | 19 | 19
Portland 4 | 195.6351 | 213.9657 | 76.1325 | 100.5939 | 242.3518 | 238.6994 | 418.9148 | Portland 4 | 5.3317 | 6.0997 | 2.2433 | 2.862 | 6.8503 | 7.1879 | 12.2075 | Portland 4 | 3.1642 | 3.5386 | 1.274 | 1.5912 | 3.7284 | 3.8298 | 6.3674 | Portland 4 | 26 | 26 | 26 | 26 | 26 | 26 | 26
Portland 5 | 938.6737 | 911.007 | 548.6753 | 495.4747 | 846.1883 | 1224.1887 | 2308.6096 | Portland 5 | 74.4994 | 77.5457 | 46.4163 | 41.5935 | 71.545 | 108.7265 | 195.642 | Portland 5 | 22.6962 | 23.0931 | 13.5319 | 11.8706 | 19.9889 | 29.7377 | 52.3836 | Portland 5 | 152 | 152 | 152 | 152 | 152 | 152 | 152
Potomac Rive C1 | 15677.6865 | 15578.0879 | 17701.418 | 18077.2832 | 21256.7988 | 22834.6406 | 23755.832 | Potomac Rive C1 | 1387.605 | 1313.9443 | 1524.7567 | 1567.5321 | 1834.8514 | 1958.8173 | 2016.2368 | Potomac Rive C1 | 840.9728 | 782.1097 | 886.4865 | 890.6432 | 1019.3619 | 1064.5747 | 1066.792 | Potomac Rive C1 | 176 | 176 | 176 | 176 | 176 | 176 | 176
Potomac Rive C3 | 28511.6719 | 31054.6582 | 30509.2969 | 32907.0781 | 35498.4609 | 37105.6406 | 38537.5938 | Potomac Rive C3 | 3132.4067 | 3267.4976 | 3275.1655 | 3545.2422 | 3797.5073 | 3941.9065 | 4056.8171 | Potomac Rive C3 | 1898.4285 | 1944.9388 | 1904.1659 | 2014.3423 | 2109.7263 | 2142.3406 | 2146.4644 | Potomac Rive C3 | 306 | 306 | 306 | 306 | 306 | 306 | 306
POTTER CC Join 1 | 1584.6434 | 1007.7707 | 837.9429 | 1090.8809 | 1090.1025 | 1104.9054 | 945.673 | POTTER CC Join 1 | 134.3477 | 80.8486 | 60.727 | 86.6884 | 84.2088 | 86.3069 | 75.3703 | POTTER CC Join 1 | 36.6784 | 21.5763 | 15.8653 | 22.1712 | 21.0837 | 21.1542 | 18.0848 | POTTER CC Join 1 | 96 | 96 | 96 | 96 | 96 | 96 | 96
POTTER DIESEL 1 | 7.0711 | 1.6411 | 0.1976 | 3.1676 | 0.2291 | 2.3064 | 0.2268 | POTTER DIESEL 1 | 0.5101 | 0.1115 | 0.0136 | 0.2193 | 0.0152 | 0.1519 | 0.0153 | POTTER DIESEL 1 | 0.1625 | 0.0347 | 0.0041 | 0.0654 | 0.0044 | 0.0434 | 0.0043 | POTTER DIESEL 1 | 2.3 | 2.3 | 2.3 | 2.3 | 2.3 | 2.3 | 2.3
Potter Station 1 | 10897.6367 | 11070.8662 | 11258.3213 | 11433.7705 | 11640.7217 | 11874.6914 | 12133.79 | Potter Station 1 | 283.5084 | 290.6687 | 297.1192 | 303.3352 | 310.0386 | 316.5188 | 323.3239 | Potter Station 1 | 252.7925 | 253.3501 | 253.5217 | 253.3779 | 253.5265 | 253.3779 | 253.3779 | Potter Station 1 | 32 | 32 | 32 | 32 | 32 | 32 | 32
Potter-Waste H 1 | 836.0373 | 857.1674 | 876.1088 | 894.4203 | 914.1539 | 933.293 | 953.3599 | Potter-Waste H 1 | 36.0407 | 36.9516 | 37.7682 | 38.5576 | 39.4083 | 40.2334 | 41.0984 | Potter-Waste H 1 | 32.136 | 32.2074 | 32.2263 | 32.2074 | 32.2251 | 32.2074 | 32.2074 | Potter-Waste H 1 | 4 | 4 | 4 | 4 | 4 | 4 | 4
Preston (SCRRR 1 | 2687.9387 | 2755.626 | 2815.207 | 2874.5896 | 2936.395 | 3001.2988 | 3062.1367 | Preston (SCRRR 1 | 172.3239 | 176.6635 | 180.4832 | 184.2903 | 188.2525 | 192.4138 | 196.3142 | Preston (SCRRR 1 | 100.4275 | 100.6417 | 100.6537 | 100.6137 | 100.6137 | 100.6732 | 100.5521 | Preston (SCRRR 1 | 13.9 | 13.9 | 13.9 | 13.9 | 13.9 | 13.9 | 13.9
Pt Aconi 1 | 19683.5273 | 20318.7168 | 20442.127 | 21019.5156 | 21441.4375 | 21618.7422 | 22213.3652 | Pt Aconi 1 | 2019.678 | 2086.8108 | 2101.7588 | 2163.3557 | 2209.009 | 2229.4675 | 2292.9719 | Pt Aconi 1 | 1177.0341 | 1188.8153 | 1172.13 | 1181.0885 | 1180.6298 | 1166.4845 | 1174.4601 | Pt Aconi 1 | 165 | 165 | 165 | 165 | 165 | 165 | 165
Pt Tupper 2 | 17273.541 | 17878.875 | 18529.2578 | 18659.7246 | 19505.3203 | 19665.8066 | 19712.168 | Pt Tupper 2 | 1748.6302 | 1810.4296 | 1880.2946 | 1895.4548 | 1983.1727 | 2000.0239 | 2007.9143 | Pt Tupper 2 | 1019.0723 | 1031.3663 | 1048.6216 | 1034.8275 | 1059.9291 | 1046.437 | 1028.4535 | Pt Tupper 2 | 148 | 148 | 148 | 148 | 148 | 148 | 148
Ravenwood 2 C2 | 115.7342 | 191.358 | 74.6042 | 266.5599 | 473.6554 | 389.5568 | 342.8666 | Ravenwood 2 C2 | 9.2289 | 14.8284 | 5.881 | 21.1093 | 37.1117 | 30.7461 | 26.958 | Ravenwood 2 C2 | 2.0739 | 3.259 | 1.2647 | 4.4441 | 7.6362 | 6.1739 | 5.2755 | Ravenwood 2 C2 | 134.4 | 134.4 | 134.4 | 134.4 | 134.4 | 134.4 | 134.4
Ravenwood 2 GT 1 | 38.5781 | 69.6486 | 17.1262 | 88.8533 | 157.8851 | 129.8523 | 114.2889 | Ravenwood 2 GT 1 | 3.1012 | 5.4386 | 1.359 | 7.0937 | 12.451 | 10.2832 | 8.9758 | Ravenwood 2 GT 1 | 0.6913 | 1.1851 | 0.2899 | 1.4814 | 2.5454 | 2.058 | 1.7585 | Ravenwood 2 GT 1 | 44.8 | 44.8 | 44.8 | 44.8 | 44.8 | 44.8 | 44.8
Ravenwood 3 | 114275.0234 | 126848.0625 | 124983.5781 | 135481.9688 | 137538.5 | 136469.25 | 138464.0469 | Ravenwood 3 | 7105.2168 | 8080.1978 | 8045.0483 | 8818.6816 | 9046.0215 | 8990.7168 | 9118.0225 | Ravenwood 3 | 4195.645 | 4664.0986 | 4546.0698 | 4878.3467 | 4898.7842 | 4766.3579 | 4732.1074 | Ravenwood 3 | 972 | 972 | 972 | 972 | 972 | 972 | 972
Ravenwood 3 C1 | 75.7722 | 113.7687 | 56.447 | 162.2585 | 310.1062 | 219.0663 | 193.4256 | Ravenwood 3 C1 | 6.0422 | 8.8257 | 4.4516 | 12.8991 | 24.2974 | 17.263 | 15.1876 | Ravenwood 3 C1 | 1.3578 | 1.9397 | 0.9573 | 2.7156 | 4.9995 | 3.4665 | 2.9721 | Ravenwood 3 C1 | 87.8 | 87.8 | 87.8 | 87.8 | 87.8 | 87.8 | 87.8
Ravenwood 3 GT 3 | 37.8861 | 68.3993 | 28.2235 | 87.2595 | 155.0531 | 127.5231 | 112.2388 | Ravenwood 3 GT 3 | 3.0456 | 5.341 | 2.2439 | 6.9665 | 12.2277 | 10.0988 | 8.8148 | Ravenwood 3 GT 3 | 0.6789 | 1.1638 | 0.4787 | 1.4548 | 2.4997 | 2.0211 | 1.727 | Ravenwood 3 GT 3 | 43.9 | 43.9 | 43.9 | 43.9 | 43.9 | 43.9 | 43.9
Ravenwood 3 GT 4 | 37.8861 | 45.3694 | 28.2235 | 74.999 | 155.0531 | 127.5231 | 112.2388 | Ravenwood 3 GT 4 | 3.0456 | 3.5607 | 2.2439 | 6.0376 | 12.2277 | 10.0988 | 8.8148 | Ravenwood 3 GT 4 | 0.6789 | 0.7759 | 0.4787 | 1.2608 | 2.4997 | 2.0211 | 1.727 | Ravenwood 3 GT 4 | 43.9 | 43.9 | 43.9 | 43.9 | 43.9 | 43.9 | 43.9
Ravenwood C1 | 62753.2461 | 87982.0625 | 80492.8203 | 91996 | 97077.6328 | 103428.1797 | 104602.1953 | Ravenwood C1 | 3788.5857 | 5342.374 | 4963.9346 | 5718.1431 | 6092.7822 | 6488.2139 | 6597.3462 | Ravenwood C1 | 2255.1106 | 3106.0317 | 2836.5347 | 3194.4932 | 3329.3894 | 3451.178 | 3418.3142 | Ravenwood C1 | 780 | 780 | 780 | 780 | 780 | 780 | 780
Ravenwood GT 1 | 19.6254 | 33.0355 | 13.652 | 41.2528 | 71.1371 | 59.5062 | 51.8796 | Ravenwood GT 1 | 1.5436 | 2.7071 | 1.1373 | 3.531 | 6.1976 | 5.1186 | 4.4678 | Ravenwood GT 1 | 0.3441 | 0.5899 | 0.2426 | 0.7374 | 1.267 | 1.0244 | 0.8753 | Ravenwood GT 1 | 18.2 | 18.2 | 18.2 | 18.2 | 18.2 | 18.2 | 18.2
Ravenwood GT 10 | 13.7168 | 20.2183 | 14.3058 | 41.2975 | 72.4482 | 61.5569 | 56.8912 | Ravenwood GT 10 | 1.192 | 1.7072 | 1.2296 | 3.5628 | 6.1802 | 5.2766 | 4.83 | Ravenwood GT 10 | 0.2657 | 0.372 | 0.2623 | 0.744 | 1.2634 | 1.056 | 0.9463 | Ravenwood GT 10 | 24 | 24 | 24 | 24 | 24 | 24 | 24
Ravenwood GT 11 | 10.9735 | 34.67 | 11.4884 | 38.3651 | 69.3759 | 52.0973 | 44.0982 | Ravenwood GT 11 | 0.9536 | 2.9266 | 0.9885 | 3.3083 | 5.9203 | 4.4714 | 3.745 | Ravenwood GT 11 | 0.2126 | 0.6377 | 0.2109 | 0.6909 | 1.2103 | 0.8949 | 0.7337 | Ravenwood GT 11 | 24.3 | 24.3 | 24.3 | 24.3 | 24.3 | 24.3 | 24.3
Ravenwood GT 4 | 11.9022 | 25.1404 | 12.4133 | 23.185 | 31.4782 | 47.9258 | 46.5898 | Ravenwood GT 4 | 0.8841 | 1.8088 | 0.9119 | 1.6987 | 2.2949 | 3.5132 | 3.3811 | Ravenwood GT 4 | 0.1971 | 0.3941 | 0.1945 | 0.3547 | 0.4692 | 0.7031 | 0.6624 | Ravenwood GT 4 | 17.9 | 17.9 | 17.9 | 17.9 | 17.9 | 17.9 | 17.9
Ravenwood GT 5 | 17.9737 | 32.4496 | 13.3896 | 41.3971 | 73.5593 | 51.8328 | 38.5224 | Ravenwood GT 5 | 1.335 | 2.3413 | 0.9836 | 3.0538 | 5.3601 | 3.7896 | 2.793 | Ravenwood GT 5 | 0.2976 | 0.5102 | 0.2098 | 0.6377 | 1.0958 | 0.7584 | 0.5472 | Ravenwood GT 5 | 19.4 | 19.4 | 19.4 | 19.4 | 19.4 | 19.4 | 19.4
Ravenwood GT C6 | 35.9187 | 64.8474 | 26.7579 | 82.7282 | 138.8876 | 120.9008 | 106.4103 | Ravenwood GT C6 | 2.6762 | 4.6909 | 1.9717 | 6.1214 | 10.1557 | 8.9159 | 7.8174 | Ravenwood GT C6 | 0.6014 | 1.031 | 0.424 | 1.2887 | 2.0897 | 1.7903 | 1.5298 | Ravenwood GT C6 | 39 | 39 | 39 | 39 | 39 | 39 | 39
Ravenwood GT C8 | 32.9204 | 54.7484 | 28.6116 | 82.245 | 157.1855 | 108.2336 | 107.4839 | Ravenwood GT C8 | 2.8378 | 4.5942 | 2.4393 | 7.068 | 13.3136 | 9.2116 | 9.1279 | Ravenwood GT C8 | 0.6377 | 1.0097 | 0.5246 | 1.488 | 2.7394 | 1.8497 | 1.7863 | Ravenwood GT C8 | 48 | 48 | 48 | 48 | 48 | 48 | 48
Refuse Fuels A 1 | 2150.1851 | 2204.5251 | 2254.3223 | 2301.6033 | 2351.0879 | 2402.9155 | 2451.9246 | Refuse Fuels A 1 | 137.8484 | 141.3324 | 144.5247 | 147.5561 | 150.7286 | 154.0511 | 157.1931 | Refuse Fuels A 1 | 80.3357 | 80.5143 | 80.6 | 80.5586 | 80.5586 | 80.6014 | 80.5143 | Refuse Fuels A 1 | 10 | 10 | 10 | 10 | 10 | 10 | 10
Rensscogen,Bas 1 | 32.2264 | 53.9488 | 12.6233 | 73.0013 | 115.5892 | 106.1039 | 84.5473 | Rensscogen,Bas 1 | 3.9133 | 6.8629 | 1.7149 | 9.7785 | 15.7118 | 14.2217 | 11.3265 | Rensscogen,Bas 1 | 0.868 | 1.488 | 0.364 | 2.0319 | 3.196 | 2.832 | 2.208 | Rensscogen,Bas 1 | 40.1 | 40.1 | 40.1 | 40.1 | 40.1 | 40.1 | 40.1
Rensscogen,Bas 2 | 164.7051 | 339.9142 | 247.4628 | 610.8134 | 496.3466 | 585.5975 | 284.624 | Rensscogen,Bas 2 | 6.6985 | 13.5449 | 10.3068 | 24.6477 | 22.375 | 24.504 | 12.6318 | Rensscogen,Bas 2 | 3.9038 | 7.7163 | 5.748 | 13.4565 | 11.9586 | 12.8208 | 6.47 | Rensscogen,Bas 2 | 41.1 | 41.1 | 41.1 | 41.1 | 41.1 | 41.1 | 41.1
Richmond C91 | 754.2546 | 1186.4532 | 1189.0353 | 1037.714 | 2955.3413 | 5166.4761 | 5184.8467 | Richmond C91 | 63.2336 | 97.6576 | 97.5328 | 86.2439 | 239.5115 | 418.6068 | 421.4852 | Richmond C91 | 14.2098 | 21.4632 | 20.9748 | 18.1566 | 49.2822 | 84.0576 | 82.4824 | Richmond C91 | 132 | 132 | 132 | 132 | 132 | 132 | 132
Riegel Paper 1 | 190.2554 | 264.6601 | 345.9283 | 327.3684 | 524.0223 | 340.4458 | 0 | Riegel Paper 1 | 5.9718 | 8.5225 | 11.2047 | 10.7535 | 17.0837 | 10.8808 | 0 | Riegel Paper 1 | 5.4579 | 7.614 | 9.7996 | 9.207 | 14.319 | 8.928 | 0 | Riegel Paper 1 | 21 | 21 | 21 | 21 | 21 | 21 | 0
Ringgold 1 | 0 | 0 | 0 | 2.7833 | 13.0071 | 27.7014 | 42.066 | Ringgold 1 | 0 | 0 | 0 | 0.3096 | 1.729 | 3.6835 | 5.5829 | Ringgold 1 | 0 | 0 | 0 | 0.0664 | 0.3632 | 0.7575 | 1.1239 | Ringgold 1 | 15 | 15 | 15 | 15 | 15 | 15 | 15
Riverside 4 | 699.1497 | 816.881 | 570.6972 | 419.5636 | 545.6413 | 646.8737 | 961.63 | Riverside 4 | 30.9209 | 38.493 | 26.2762 | 21.4221 | 26.5312 | 29.6509 | 41.2058 | Riverside 4 | 14.1301 | 17.1948 | 11.4905 | 9.1707 | 11.1188 | 12.1647 | 16.5494 | Riverside 4 | 79 | 79 | 79 | 79 | 79 | 79 | 79
Riverside 6 | 842.0445 | 818.7046 | 268.8225 | 682.3916 | 1350.2534 | 1036.2441 | 2259.5413 | Riverside 6 | 78.1164 | 79.7939 | 26.6716 | 68.4736 | 132.4484 | 106.1278 | 221.9873 | Riverside 6 | 17.8486 | 17.822 | 5.8317 | 14.6566 | 27.7535 | 21.7702 | 44.5782 | Riverside 6 | 133 | 133 | 133 | 133 | 133 | 133 | 133
Riverside C7 | 348.87 | 418.5267 | 214.0092 | 187.973 | 360.0669 | 526.6908 | 934.0634 | Riverside C7 | 27.0226 | 31.668 | 16.2983 | 14.1669 | 27.0397 | 40.4625 | 71.1642 | Riverside C7 | 6.0725 | 6.96 | 3.505 | 2.9825 | 5.5637 | 8.125 | 13.9265 | Riverside C7 | 50 | 50 | 50 | 50 | 50 | 50 | 50
Rocky River | 0 | 0 | 0 | 0 | 0 | 0 | 0 | Rocky River | 0 | 0 | 0 | 0 | 0 | 0 | 0 | Rocky River | 29.1228 | 27.9468 | 26.922 | 24.6624 | 24.4062 | 25.8594 | 27.1278 | Rocky River | 29.4 | 29.4 | 29.4 | 29.4 | 29.4 | 29.4 | 29.4
Rosa Flora (Pu 1 | 345.8995 | 351.4091 | 357.3318 | 362.899 | 369.4603 | 376.907 | 385.1377 | Rosa Flora (Pu 1 | 9.0102 | 9.2379 | 9.442 | 9.6394 | 9.8521 | 10.0584 | 10.2746 | Rosa Flora (Pu 1 | 8.034 | 8.0519 | 8.0566 | 8.0519 | 8.0563 | 8.0519 | 8.0519 | Rosa Flora (Pu 1 | 1 | 1 | 1 | 1 | 1 | 1 | 1
ROSETON Join C1 | 73159.6641 | 97972.0781 | 103516.0938 | 107016.5625 | 120351.8594 | 119622.2422 | 129015.4688 | ROSETON Join C1 | 4751.0415 | 6306.2974 | 6701.0371 | 7100.4648 | 7991.1646 | 7992.1675 | 8634.2734 | ROSETON Join C1 | 2639.4675 | 3427.3357 | 3564.3818 | 3698.1584 | 4056.4285 | 3956.5181 | 4171.147 | ROSETON Join C1 | 1207.6 | 1207.6 | 1207.6 | 1207.6 | 1207.6 | 1207.6 | 1207.6
RUSSELL 1 | 5301.3286 | 5464.3296 | 5276.0732 | 5481.3086 | 5646.7632 | 5757.4385 | 5880.9678 | RUSSELL 1 | 581.4722 | 599.2095 | 604.3066 | 633.0121 | 649.5826 | 663.7703 | 677.9437 | RUSSELL 1 | 338.8721 | 341.3579 | 337.0158 | 345.5944 | 347.1768 | 347.2927 | 347.2427 | RUSSELL 1 | 47 | 47 | 47 | 47 | 47 | 47 | 47
RUSSELL 2 | 7253.0879 | 7385.9351 | 7288.7954 | 7466.1587 | 7611.0186 | 7794.3657 | 7915.2964 | RUSSELL 2 | 828.6334 | 843.5482 | 869.683 | 897.968 | 911.9172 | 935.75 | 950.2879 | RUSSELL 2 | 482.9135 | 480.5529 | 485.0136 | 490.2475 | 487.3844 | 489.5958 | 486.7374 | RUSSELL 2 | 65 | 65 | 65 | 65 | 65 | 65 | 65
RUSSELL 3 | 7172.4443 | 7427.2534 | 7220.9106 | 7369.5962 | 7558.3315 | 7722.0503 | 7903.5464 | RUSSELL 3 | 814.9766 | 843.6376 | 856.6046 | 881.7693 | 900.871 | 921.9439 | 943.5408 | RUSSELL 3 | 474.9545 | 480.6038 | 477.7199 | 481.4038 | 481.4806 | 482.3723 | 483.2815 | RUSSELL 3 | 65 | 65 | 65 | 65 | 65 | 65 | 65
RUSSELL 4 | 8696.209 | 8850.2051 | 8769.3535 | 8866.5752 | 9049.4463 | 9258.5322 | 9474.7402 | RUSSELL 4 | 1090.4357 | 1109.4663 | 1147.9707 | 1170.4856 | 1190.149 | 1220.2699 | 1248.5822 | RUSSELL 4 | 589.2702 | 586.0746 | 593.6511 | 592.5543 | 589.8276 | 592.0267 | 593.0128 | RUSSELL 4 | 80 | 80 | 80 | 80 | 80 | 80 | 80
RUTLAND 1 | 19.2871 | 3.4682 | 0.4076 | 7.4317 | 0.4727 | 5.947 | 0.468 | RUTLAND 1 | 0.4907 | 0.0973 | 0.0136 | 0.2193 | 0.0152 | 0.1519 | 0.0153 | RUTLAND 1 | 0.1563 | 0.0303 | 0.0041 | 0.0654 | 0.0044 | 0.0434 | 0.0043 | RUTLAND 1 | 14.8 | 14.8 | 14.8 | 14.8 | 14.8 | 14.8 | 14.8
Ryegate 1 | 4284.4619 | 4392.7397 | 4491.9604 | 4586.1904 | 4684.7939 | 4788.0483 | 4885.7148 | Ryegate 1 | 282.5892 | 289.7314 | 296.2757 | 302.4901 | 308.9936 | 315.8048 | 322.2458 | Ryegate 1 | 164.6882 | 165.0543 | 165.23 | 165.1451 | 165.1451 | 165.2329 | 165.0543 | Ryegate 1 | 20.5 | 20.5 | 20.5 | 20.5 | 20.5 | 20.5 | 20.5
S A Carlson 5 | 3239.1802 | 3230.4888 | 3069.7947 | 3220.3279 | 3328.8647 | 3392.7056 | 3517.7725 | S A Carlson 5 | 392.5631 | 391.4531 | 388.5175 | 410.9482 | 423.0699 | 432.1345 | 447.9608 | S A Carlson 5 | 228.7791 | 223.0032 | 216.6724 | 224.358 | 226.1144 | 226.098 | 229.4454 | S A Carlson 5 | 30 | 30 | 30 | 30 | 30 | 30 | 30
S A Carlson 6 | 2901.7771 | 2879.6536 | 2813.7996 | 2924.3591 | 3005.8931 | 3114.0781 | 3145.0994 | S A Carlson 6 | 351.6948 | 349.0536 | 356.1142 | 373.2047 | 382.1534 | 396.5827 | 400.6381 | S A Carlson 6 | 204.9618 | 198.849 | 198.6014 | 203.7518 | 204.2462 | 207.4969 | 205.2068 | S A Carlson 6 | 27.4 | 27.4 | 27.4 | 27.4 | 27.4 | 27.4 | 27.4
S HAMPTON 1 | 20.2698 | 35.6974 | 14.931 | 45.3104 | 79.4494 | 66.4257 | 57.984 | S HAMPTON 1 | 1.3907 | 2.4388 | 1.0246 | 3.181 | 5.5834 | 4.6113 | 4.025 | S HAMPTON 1 | 0.31 | 0.5314 | 0.2186 | 0.6643 | 1.1414 | 0.9229 | 0.7886 | S HAMPTON 1 | 13 | 13 | 13 | 13 | 13 | 13 | 13
SALEM HARBOR 1 | 10740.3623 | 11239.9238 | 10982.4746 | 11042.6582 | 11425.8584 | 11939.6885 | 12035.8232 | SALEM HARBOR 1 | 886.9556 | 929.157 | 908.8803 | 914.7422 | 947.385 | 990.9874 | 999.9645 | SALEM HARBOR 1 | 565.0142 | 578.59 | 554.0516 | 545.8884 | 553.4689 | 566.7565 | 559.8538 | SALEM HARBOR 1 | 84 | 84 | 84 | 84 | 84 | 84 | 84
SALEM HARBOR 2 | 10550.3174 | 10440.5234 | 10689.7246 | 11012.9063 | 11215.1553 | 11212.9844 | 11533.3428 | SALEM HARBOR 2 | 855.4503 | 847.2961 | 868.5585 | 895.6435 | 912.9924 | 913.7206 | 940.7361 | SALEM HARBOR 2 | 544.9445 | 527.6149 | 529.4715 | 534.4908 | 533.3765 | 522.5668 | 526.6934 | SALEM HARBOR 2 | 80 | 80 | 80 | 80 | 80 | 80 | 80
SALEM HARBOR 3 | 19411.6152 | 19302.8086 | 19743.8398 | 19890.2637 | 20678.5898 | 20440.2207 | 21460.6035 | SALEM HARBOR 3 | 1617.9379 | 1610.5286 | 1649.1825 | 1662.9741 | 1730.4817 | 1712.3051 | 1799.3782 | SALEM HARBOR 3 | 1030.6692 | 1002.8831 | 1005.3382 | 992.4088 | 1010.9594 | 979.2859 | 1007.4243 | SALEM HARBOR 3 | 150 | 150 | 150 | 150 | 150 | 150 | 150
SALEM HARBOR 4 | 57213.2734 | 41414.6289 | 28555.7969 | 29838.3555 | 22899.0469 | 21400.7207 | 23492.1699 | SALEM HARBOR 4 | 900.4599 | 594.5632 | 386.3228 | 389.7494 | 284.2018 | 262.4497 | 286.0992 | SALEM HARBOR 4 | 2048.6316 | 1322.275 | 841.0768 | 830.6776 | 592.9738 | 536.0638 | 572.0692 | SALEM HARBOR 4 | 400 | 400 | 400 | 400 | 400 | 400 | 400
Salem joint 3 | 641.7042 | 1013.381 | 957.7675 | 862.8036 | 2319.2361 | 4317.5605 | 4568.6235 | Salem joint 3 | 22.8905 | 35.383 | 33.556 | 30.5381 | 80.6152 | 149.4824 | 158.1252 | Salem joint 3 | 5.2302 | 7.9028 | 7.337 | 6.5366 | 16.8923 | 30.6636 | 31.7538 | Salem joint 3 | 46 | 46 | 46 | 46 | 46 | 46 | 46
Salem joint C1 | 96384.4375 | 97353.2188 | 97987.5938 | 98593.0703 | 0 | 0 | 0 | Salem joint C1 | 32399.293 | 33058.8867 | 33798.4102 | 34526.8984 | 0 | 0 | 0 | Salem joint C1 | 14528.833 | 14563.3857 | 14568.2793 | 14568.3125 | 0 | 0 | 0 | Salem joint C1 | 2258 | 2258 | 2258 | 2258 | 0 | 0 | 0
Salt City Ener 1 | 8796.002 | 9040.5967 | 8737.9316 | 8948.5068 | 9201.4209 | 9282.0186 | 9542.5938 | Salt City Ener 1 | 1048.8683 | 1076.2885 | 1090.0769 | 1123.4823 | 1147.6489 | 1158.5192 | 1190.1879 | Salt City Ener 1 | 611.2627 | 613.1404 | 607.925 | 613.3676 | 613.3738 | 606.1514 | 609.614 | Salt City Ener 1 | 79.9 | 79.9 | 79.9 | 79.9 | 79.9 | 79.9 | 79.9
Saranac Ener C1 | 19178.0059 | 22597.916 | 23452.9297 | 27855.8184 | 31507.5547 | 31317.9551 | 31901.2754 | Saranac Ener C1 | 1711.7731 | 2095.2368 | 2180.2307 | 2577.272 | 2942.9839 | 2938.5254 | 2956.8188 | Saranac Ener C1 | 778.0786 | 931.2164 | 947.9266 | 1096.7114 | 1221.155 | 1189.6864 | 1168.7031 | Saranac Ener C1 | 240 | 240 | 240 | 240 | 240 | 240 | 240
Sarnia Joint V 1 | 20433.0703 | 20757.8789 | 21109.3535 | 21438.3242 | 21826.3555 | 22265.0332 | 22750.873 | Sarnia Joint V 1 | 531.5786 | 545.004 | 557.0988 | 568.7537 | 581.3226 | 593.473 | 606.2327 | Sarnia Joint V 1 | 473.9863 | 475.0316 | 475.3534 | 475.0838 | 475.3624 | 475.0838 | 475.0838 | Sarnia Joint V 1 | 60 | 60 | 60 | 60 | 60 | 60 | 60
Sayreville 1 | 1074.7148 | 1078.3499 | 1392.8604 | 1264.9092 | 2756.8721 | 3910.6565 | 3897.47 | Sayreville 1 | 46.5364 | 48.8962 | 63.5444 | 58.8214 | 125.3476 | 181.1056 | 180.7676 | Sayreville 1 | 21.2659 | 21.842 | 27.7879 | 25.1811 | 52.5312 | 74.301 | 72.6014 | Sayreville 1 | 90 | 90 | 90 | 90 | 90 | 90 | 90
Sayreville C1 1 | 429.5787 | 682.2008 | 739.5104 | 603.7963 | 1864.144 | 2757.0923 | 2800.3086 | Sayreville C1 1 | 33.5046 | 54.9825 | 59.2062 | 50.1698 | 147.9387 | 222.4848 | 224.1015 | Sayreville C1 1 | 7.6554 | 12.2804 | 12.9454 | 10.7387 | 30.9994 | 45.6387 | 45.0028 | Sayreville C1 1 | 77 | 77 | 77 | 77 | 77 | 77 | 77
Sayreville C2 1 | 416.9628 | 687.1244 | 709.4548 | 599.0149 | 1647.9497 | 2937.3372 | 3087.1995 | Sayreville C2 1 | 32.4793 | 54.9825 | 57.0978 | 49.1106 | 132.2865 | 233.7157 | 245.665 | Sayreville C2 1 | 7.4211 | 12.2804 | 12.4844 | 10.512 | 27.7196 | 47.9425 | 49.333 | Sayreville C2 1 | 73 | 73 | 73 | 73 | 73 | 73 | 73
Sayreville C3 1 | 387.2128 | 505.9121 | 712.5108 | 463.9881 | 1451.8253 | 2905.4668 | 3131.6619 | Sayreville C3 1 | 30.4948 | 40.5009 | 57.1324 | 38.1304 | 114.9753 | 231.6895 | 247.81 | Sayreville C3 1 | 6.9677 | 9.0459 | 12.492 | 8.1617 | 24.0922 | 47.5269 | 49.7638 | Sayreville C3 1 | 77 | 77 | 77 | 77 | 77 | 77 | 77
Sayreville C4 | 7408.5361 | 0 | 0 | 0 | 0 | 0 | 0 | Sayreville C4 | 542.8058 | 0 | 0 | 0 | 0 | 0 | 0 | Sayreville C4 | 243.4106 | 0 | 0 | 0 | 0 | 0 | 0 | Sayreville C4 | 234 | 0 | 0 | 0 | 0 | 0 | 0
Sayreville C4 1 | 421.3107 | 684.7885 | 612.8389 | 627.7354 | 1663.7809 | 2804.1582 | 2721.9663 | Sayreville C4 1 | 33.6039 | 56.0991 | 50.6346 | 52.3587 | 133.8373 | 226.0897 | 217.8922 | Sayreville C4 1 | 7.6781 | 12.5297 | 11.0712 | 11.2072 | 28.0446 | 46.3782 | 43.7559 | Sayreville C4 1 | 77 | 77 | 77 | 77 | 77 | 77 | 77
SCHILLER 4 | 6855.2451 | 6919.2949 | 7276.2666 | 7085.1172 | 7331.3843 | 7206.9639 | 7467.0566 | SCHILLER 4 | 524.5755 | 530.1046 | 557.6583 | 543.5189 | 562.2683 | 552.7791 | 573.965 | SCHILLER 4 | 334.1685 | 330.0984 | 339.9473 | 324.3544 | 328.4811 | 316.1403 | 321.3479 | SCHILLER 4 | 47.5 | 47.5 | 47.5 | 47.5 | 47.5 | 47.5 | 47.5
SCHILLER 5 | 6884.0454 | 6970.2202 | 7239.4683 | 7262.1255 | 7524.2285 | 7619.6841 | 7802.0371 | SCHILLER 5 | 555.5671 | 563.1801 | 585.915 | 588.2386 | 610.0945 | 618.4932 | 633.8964 | SCHILLER 5 | 353.9109 | 350.6946 | 357.1725 | 351.0417 | 356.4215 | 353.723 | 354.9019 | SCHILLER 5 | 49.6 | 49.6 | 49.6 | 49.6 | 49.6 | 49.6 | 49.6
SCHILLER 6 | 6846.2656 | 7033.5576 | 7064.2715 | 7275.5933 | 7447.8574 | 7458.0479 | 7741.1426 | SCHILLER 6 | 532.5905 | 547.6754 | 550.6015 | 567.6647 | 581.5375 | 582.7834 | 605.6907 | SCHILLER 6 | 339.2743 | 341.0398 | 335.6455 | 338.7637 | 339.7383 | 333.3003 | 339.1102 | SCHILLER 6 | 48 | 48 | 48 | 48 | 48 | 48 | 48
SCHILLER JET 1 | 19.851 | 5.526 | 1.6869 | 6.006 | 2.8405 | 7.293 | 4.0767 | SCHILLER JET 1 | 1.2904 | 0.3648 | 0.1125 | 0.4544 | 0.2103 | 0.5326 | 0.2975 | SCHILLER JET 1 | 0.411 | 0.1136 | 0.0343 | 0.1356 | 0.0614 | 0.1523 | 0.0833 | SCHILLER JET 1 | 22 | 22 | 22 | 22 | 22 | 22 | 22
Schuyikill 1 | 9359.8115 | 11332.4971 | 10520.8154 | 10624.2842 | 14643.9902 | 17223.5957 | 18080.3125 | Schuyikill 1 | 789.4203 | 933.8867 | 871.65 | 883.4989 | 1240.4435 | 1466.1257 | 1545.0533 | Schuyikill 1 | 360.7451 | 417.1677 | 381.1714 | 378.2212 | 519.8504 | 601.4982 | 620.5377 | Schuyikill 1 | 175 | 175 | 175 | 175 | 175 | 175 | 175
Schuyikill 10 | 122.1351 | 167.3107 | 191.9921 | 162.8547 | 455.679 | 730.3963 | 712.6841 | Schuyikill 10 | 4.7025 | 6.3592 | 7.2696 | 6.2736 | 16.984 | 27.1139 | 26.464 | Schuyikill 10 | 2.0466 | 2.7054 | 3.0276 | 2.5578 | 6.7788 | 10.5942 | 10.1226 | Schuyikill 10 | 18 | 18 | 18 | 18 | 18 | 18 | 18
Schuyikill 11 | 129.9266 | 182.9476 | 189.8669 | 156.4308 | 456.0912 | 861.13 | 895.4047 | Schuyikill 11 | 5.0826 | 7.0658 | 7.333 | 6.068 | 17.2663 | 32.524 | 33.8454 | Schuyikill 11 | 2.212 | 3.006 | 3.054 | 2.474 | 6.8915 | 12.708 | 12.946 | Schuyikill 11 | 20 | 20 | 20 | 20 | 20 | 20 | 20
Schuyikill IC 1 | 12.1054 | 19.5587 | 18.7333 | 16.8574 | 48.4756 | 82.5893 | 86.4534 | Schuyikill IC 1 | 1.277 | 2.0125 | 1.9353 | 1.7626 | 4.9961 | 8.524 | 8.9073 | Schuyikill IC 1 | 0.2918 | 0.4495 | 0.4232 | 0.3773 | 1.0469 | 1.7485 | 1.7887 | Schuyikill IC 1 | 2.8 | 2.8 | 2.8 | 2.8 | 2.8 | 2.8 | 2.8
Schuylkill Ene 1 | 7568.2275 | 7566.8809 | 8004.8945 | 8478.5137 | 9454.0654 | 10261.3652 | 10658.2109 | Schuylkill Ene 1 | 782.0806 | 770.4938 | 846.8446 | 905.9955 | 1007.3814 | 1096.1947 | 1137.4749 | Schuylkill Ene 1 | 470.2514 | 452.8686 | 487.2685 | 510.3314 | 555.4971 | 591.7486 | 601.1086 | Schuylkill Ene 1 | 80 | 80 | 80 | 80 | 80 | 80 | 80
Scott-Winslow 1 | 2047.4674 | 2099.1262 | 2145.6323 | 2190.7515 | 2237.8518 | 987.682 | 0 | Scott-Winslow 1 | 131.263 | 134.5752 | 137.5566 | 140.4492 | 143.4689 | 63.3204 | 0 | Scott-Winslow 1 | 76.4979 | 76.6648 | 76.714 | 76.6785 | 76.6785 | 33.13 | 0 | Scott-Winslow 1 | 10 | 10 | 10 | 10 | 10 | 10 | 0
Scrubgrass 1 | 6971.8501 | 7444.6958 | 7424.1992 | 7606.8159 | 8259.3926 | 8559.9961 | 8724.2266 | Scrubgrass 1 | 936.5884 | 985.4684 | 1021.0361 | 1056.704 | 1144.1072 | 1188.7755 | 1210.3984 | Scrubgrass 1 | 563.1543 | 579.2229 | 587.4971 | 595.2228 | 630.8915 | 641.7257 | 639.6457 | Scrubgrass 1 | 80 | 80 | 80 | 80 | 80 | 80 | 80
SEABROOK Joint 1 | 39055.5313 | 39491.9961 | 39788.2305 | 40034.0195 | 40281.3203 | 40558.4141 | 40780.5313 | SEABROOK Joint 1 | 13948.75 | 14319.4297 | 14646.5254 | 14961.4365 | 15283.1084 | 15622.5752 | 15947.3486 | SEABROOK Joint 1 | 7583.8506 | 7610.3486 | 7620.353 | 7620.3594 | 7620.3594 | 7625.6689 | 7620.3594 | SEABROOK Joint 1 | 1161.5 | 1161.5 | 1161.5 | 1161.5 | 1161.5 | 1161.5 | 1161.5
Seamass Expan 1 | 3238.3784 | 3345.9707 | 3271.4565 | 3304.8833 | 3211.6079 | 3218.6355 | 3221.9121 | Seamass Expan 1 | 230.9957 | 238.6886 | 233.3926 | 235.8177 | 228.9285 | 229.7027 | 229.8286 | Seamass Expan 1 | 134.6204 | 135.9762 | 130.1607 | 128.7452 | 122.3534 | 120.1832 | 117.7182 | Seamass Expan 1 | 22.9 | 22.9 | 22.9 | 22.9 | 22.9 | 22.9 | 22.9
Selkirk 1 | 12936.9922 | 15157.3066 | 14750.377 | 16391.6973 | 17724.6719 | 18176.4375 | 18775.3164 | Selkirk 1 | 1185.2828 | 1431.1077 | 1404.0815 | 1567.7532 | 1698.2949 | 1742.0468 | 1773.5997 | Selkirk 1 | 533.7712 | 629.9846 | 605.0782 | 661.3914 | 701.3835 | 704.3101 | 701.9745 | Selkirk 1 | 107 | 107 | 107 | 107 | 107 | 107 | 107
Selkirk 2 | 9798.1104 | 11088.623 | 10881.1563 | 12318.5547 | 13251.5039 | 13840.4609 | 14242.3145 | Selkirk 2 | 887.89 | 1039.6796 | 1031.5751 | 1171.543 | 1264.5911 | 1317.6747 | 1334.8221 | Selkirk 2 | 399.8457 | 457.6748 | 444.5494 | 494.2413 | 522.267 | 532.7363 | 528.3104 | Selkirk 2 | 89 | 89 | 89 | 89 | 89 | 89 | 89
Selkirk 3 | 9764.7402 | 10974.6465 | 10900.7637 | 12384.6484 | 13257.6221 | 13669.9336 | 14111.1309 | Selkirk 3 | 886.1655 | 1029.3306 | 1034.715 | 1179.0463 | 1267.0291 | 1303.2529 | 1321.41 | Selkirk 3 | 399.069 | 453.1192 | 445.9025 | 497.4067 | 523.2739 | 526.9056 | 523.002 | Selkirk 3 | 88 | 88 | 88 | 88 | 88 | 88 | 88
Semass 1 | 4889.8906 | 4911.5366 | 4583.4863 | 5081.8286 | 5062.1685 | 5166.4185 | 5169.9351 | Semass 1 | 313.4914 | 314.8791 | 293.8474 | 325.7964 | 324.5359 | 331.2192 | 331.4447 | Semass 1 | 182.6975 | 179.3805 | 163.8758 | 177.8693 | 173.4519 | 173.2979 | 169.7659 | Semass 1 | 50.2 | 50.2 | 50.2 | 50.2 | 50.2 | 50.2 | 50.2
Seneca MAAC | 0 | 0 | 0 | 0 | 0 | 0 | 0 | Seneca MAAC | 0 | 0 | 0 | 0 | 0 | 0 | 0 | Seneca MAAC | 49.368 | 43.0069 | 41.448 | 40.7691 | 41.9257 | 49.5691 | 54.912 | Seneca MAAC | 88 | 88 | 88 | 88 | 88 | 88 | 88
SERC-OffPk 0 | 119269.9219 | 126603.9531 | 128478.7734 | 140261.8281 | 159905.8594 | 176468.4375 | 183566.2656 | SERC-OffPk 0 | 0 | 0 | 0 | 0 | 0 | 0 | 0 | SERC-OffPk 0 | 8863.4473 | 9210.6289 | 9126.79 | 9748.0176 | 10846.3867 | 11635.46 | 11756.9834 | SERC-OffPk 0 | 2000 | 2000 | 2000 | 2000 | 2000 | 2000 | 2000
SERC-OnPk 0 | 9269.751 | 9868.3701 | 11269.6719 | 8707.8467 | 14123.8779 | 12978.1523 | 15944.9014 | SERC-OnPk 0 | 0 | 0 | 0 | 0 | 0 | 0 | 0 | SERC-OnPk 0 | 462.9703 | 472.2972 | 539.4679 | 400.6786 | 628.9025 | 569.5711 | 671.9756 | SERC-OnPk 0 | 2000 | 2000 | 2000 | 2000 | 2000 | 2000 | 2000
SES Concord Re 1 | 2637.3914 | 2704.0376 | 2765.0513 | 2823.0586 | 2883.7563 | 2947.3232 | 3007.4255 | SES Concord Re 1 | 169.0832 | 173.3562 | 177.2678 | 180.9865 | 184.8777 | 188.9533 | 192.8065 | SES Concord Re 1 | 98.5388 | 98.7577 | 98.8605 | 98.81 | 98.81 | 98.8627 | 98.7555 | SES Concord Re 1 | 12.3 | 12.3 | 12.3 | 12.3 | 12.3 | 12.3 | 12.3
Seward 4 | 4492.4468 | 4484.0264 | 0 | 0 | 0 | 0 | 0 | Seward 4 | 603.2326 | 591.8606 | 0 | 0 | 0 | 0 | 0 | Seward 4 | 275.6621 | 264.3845 | 0 | 0 | 0 | 0 | 0 | Seward 4 | 62 | 62 | 0 | 0 | 0 | 0 | 0
Seward 5 | 11694.1074 | 12120.0176 | 0 | 0 | 0 | 0 | 0 | Seward 5 | 2069.1941 | 2113.4746 | 0 | 0 | 0 | 0 | 0 | Seward 5 | 945.5695 | 944.0904 | 0 | 0 | 0 | 0 | 0 | Seward 5 | 137 | 137 | 0 | 0 | 0 | 0 | 0
Sewaren 1 | 1168.2583 | 1690.243 | 1932.8783 | 2135.1938 | 3123.189 | 4639.6587 | 3914.3567 | Sewaren 1 | 53.2623 | 79.4834 | 95.0162 | 100.1571 | 150.9367 | 227.4586 | 189.5644 | Sewaren 1 | 24.3395 | 35.5053 | 41.5504 | 42.8767 | 63.2552 | 93.318 | 76.1345 | Sewaren 1 | 107 | 107 | 107 | 107 | 107 | 107 | 107
Sewaren 2 | 1326.6011 | 1313.9369 | 1809.946 | 1116.1105 | 2115.7275 | 5141.4424 | 5238.7144 | Sewaren 2 | 55.9049 | 56.8741 | 78.5475 | 51.5363 | 93.7669 | 227.5798 | 231.8939 | Sewaren 2 | 25.5471 | 25.4057 | 34.3487 | 22.0624 | 39.2963 | 93.3677 | 93.1352 | Sewaren 2 | 120 | 120 | 120 | 120 | 120 | 120 | 120
Sewaren 3 | 1487.0072 | 1688.7936 | 2137.1438 | 2740.5129 | 3715.1077 | 5908.5151 | 4754.5757 | Sewaren 3 | 72.3431 | 86.7853 | 112.475 | 145.7572 | 199.6987 | 310.5618 | 250.6779 | Sewaren 3 | 33.059 | 38.767 | 49.1852 | 62.3979 | 83.6906 | 127.4122 | 100.6794 | Sewaren 3 | 109 | 109 | 109 | 109 | 109 | 109 | 109
Sewaren 4 | 2049.5908 | 3054.3489 | 3807.8772 | 2984.1687 | 5112.9644 | 8682.5107 | 9350.8115 | Sewaren 4 | 105.7138 | 166.0237 | 214.9394 | 170.8028 | 297.4082 | 508.8313 | 551.8093 | Sewaren 4 | 48.3085 | 74.1629 | 93.9927 | 73.1198 | 124.6391 | 208.755 | 221.6225 | Sewaren 4 | 127 | 127 | 127 | 127 | 127 | 127 | 127
Sewaren 6 | 904.4133 | 1487.0385 | 1578.7097 | 1310.5878 | 3992.8684 | 6022.8384 | 6032.5596 | Sewaren 6 | 63.9685 | 103.8011 | 109.6825 | 92.9421 | 274.0642 | 413.6414 | 415.1596 | Sewaren 6 | 14.616 | 23.184 | 23.982 | 19.894 | 57.428 | 84.851 | 83.37 | Sewaren 6 | 140 | 140 | 140 | 140 | 140 | 140 | 140
Shawnee 1 | 220.9548 | 225.617 | 124.0794 | 134.6853 | 275.2872 | 325.3978 | 576.9009 | Shawnee 1 | 14.5312 | 14.458 | 7.9671 | 8.5635 | 17.4084 | 20.9768 | 36.8868 | Shawnee 1 | 3.3202 | 3.2292 | 1.742 | 1.833 | 3.6478 | 4.303 | 7.4074 | Shawnee 1 | 26 | 26 | 26 | 26 | 26 | 26 | 26
Shawville 1 | 11079.8447 | 10670.9199 | 11530.2002 | 11856.2041 | 12566.1201 | 12791.8066 | 13047.2754 | Shawville 1 | 1523.7178 | 1448.2446 | 1625.3136 | 1688.5166 | 1788.2054 | 1826.0736 | 1860.4072 | Shawville 1 | 849.1472 | 788.9413 | 866.7654 | 881.5183 | 913.9135 | 913.6241 | 911.2109 | Shawville 1 | 128 | 128 | 128 | 128 | 128 | 128 | 128
Shawville 2 | 11430.127 | 11753.6025 | 11193.9629 | 11827.3564 | 12128.4707 | 12877.9854 | 13449.0049 | Shawville 2 | 1571.4574 | 1593.3014 | 1577.0656 | 1683.5736 | 1725.5211 | 1836.8961 | 1916.2645 | Shawville 2 | 875.7518 | 867.9619 | 841.0352 | 878.9377 | 881.8768 | 919.0391 | 938.5695 | Shawville 2 | 130 | 130 | 130 | 130 | 130 | 130 | 130
Shawville 5 | 0 | 0 | 0 | 0 | 9.557 | 18.6408 | 30.6556 | Shawville 5 | 0 | 0 | 0 | 0 | 0.9683 | 1.8848 | 3.1264 | Shawville 5 | 0 | 0 | 0 | 0 | 0.2034 | 0.3876 | 0.6294 | Shawville 5 | 6 | 6 | 6 | 6 | 6 | 6 | 6
Shawville C3 | 30623.9629 | 32308.9375 | 31804.4395 | 31976.3691 | 33656.793 | 34468.0898 | 35190.3047 | Shawville C3 | 4524.6963 | 4699.6909 | 4804.9238 | 4878.6328 | 5118.2529 | 5273.9365 | 5420.6001 | Shawville C3 | 2472.5112 | 2513.2031 | 2515.6667 | 2501.8628 | 2571.9861 | 2585.2634 | 2581.2383 | Shawville C3 | 360 | 360 | 360 | 360 | 360 | 360 | 360
Sherman Ave GT 1 | 446.823 | 745.0927 | 768.8497 | 651.9424 | 1771.821 | 3149.9421 | 3308.8318 | Sherman Ave GT 1 | 3.3007 | 5.6942 | 5.908 | 5.1021 | 13.5573 | 23.8726 | 25.0806 | Sherman Ave GT 1 | 9.4272 | 15.8976 | 16.1472 | 13.6512 | 35.5104 | 61.2129 | 62.9568 | Sherman Ave GT 1 | 96 | 96 | 96 | 96 | 96 | 96 | 96
SHOEMAKER 1 | 21.9135 | 70.8768 | 30.097 | 88.4529 | 157.1358 | 113.5122 | 97.1712 | SHOEMAKER 1 | 1.6771 | 5.1472 | 2.1625 | 6.266 | 10.8694 | 7.8641 | 6.5866 | SHOEMAKER 1 | 0.372 | 1.116 | 0.459 | 1.302 | 2.211 | 1.566 | 1.284 | SHOEMAKER 1 | 42.1 | 42.1 | 42.1 | 42.1 | 42.1 | 42.1 | 42.1
SHOREHAM 1 | 48.495 | 99.6354 | 51.0008 | 102.2831 | 134.5584 | 191.1915 | 182.5015 | SHOREHAM 1 | 4.5197 | 9.2472 | 4.6621 | 9.6491 | 12.7182 | 17.9609 | 17.2854 | SHOREHAM 1 | 1.0075 | 2.015 | 0.9945 | 2.015 | 2.6 | 3.5945 | 3.3865 | SHOREHAM 1 | 63 | 63 | 63 | 63 | 63 | 63 | 63
SHOREHAM 2 | 22.9443 | 40.167 | 16.8557 | 50.9204 | 88.9925 | 58.9011 | 43.2132 | SHOREHAM 2 | 2.0443 | 3.5851 | 1.5062 | 4.6761 | 8.2076 | 5.4775 | 3.9553 | SHOREHAM 2 | 0.4557 | 0.7812 | 0.3213 | 0.9765 | 1.6779 | 1.0962 | 0.7749 | SHOREHAM 2 | 22 | 22 | 22 | 22 | 22 | 22 | 22
SHREWSBURY C1 | 38.508 | 6.903 | 0.7597 | 13.7737 | 0.8809 | 9.3029 | 1.0902 | SHREWSBURY C1 | 2.8883 | 0.4829 | 0.0539 | 0.9846 | 0.0602 | 0.6367 | 0.0767 | SHREWSBURY C1 | 0.9257 | 0.1519 | 0.0166 | 0.2966 | 0.0177 | 0.1824 | 0.0214 | SHREWSBURY C1 | 14 | 14 | 14 | 14 | 14 | 14 | 14
Signal/Resco 1 | 12921.0674 | 13247.5742 | 13546.2314 | 13830.4375 | 14127.7891 | 14439.2588 | 14733.6816 | Signal/Resco 1 | 828.3707 | 849.3035 | 868.4496 | 886.67 | 905.7333 | 925.7013 | 944.5764 | Signal/Resco 1 | 482.7605 | 483.8316 | 484.3257 | 484.0794 | 484.0794 | 484.3383 | 483.8119 | Signal/Resco 1 | 60.4 | 60.4 | 60.4 | 60.4 | 60.4 | 60.4 | 60.4
Sithe CC C1 | 60863.4922 | 76501.6406 | 73293.2813 | 90165.6875 | 100233.9297 | 103958.3438 | 103424.0859 | Sithe CC C1 | 5490.5215 | 7085.4531 | 6830.0278 | 8405.3477 | 9401.5117 | 9750.6162 | 9643.2021 | Sithe CC C1 | 2495.6917 | 3149.0903 | 2969.5771 | 3576.7439 | 3901.0422 | 3947.6177 | 3811.5422 | Sithe CC C1 | 740 | 740 | 740 | 740 | 740 | 740 | 740
Sithe-Ogdensbr 1 | 31.8786 | 0 | 17.5994 | 158.7891 | 180.1664 | 93.5221 | 129.0083 | Sithe-Ogdensbr 1 | 0.6181 | 0 | 0.4723 | 4.1394 | 4.0928 | 2.9805 | 2.9238 | Sithe-Ogdensbr 1 | 0.5512 | 0 | 0.403 | 3.4577 | 3.3468 | 2.3859 | 2.2913 | Sithe-Ogdensbr 1 | 40.5 | 40.5 | 40.5 | 40.5 | 40.5 | 40.5 | 40.5
Sithe-Ogdensbr 2 | 35.5961 | 0 | 17.4199 | 97.0069 | 161.528 | 92.9405 | 195.0514 | Sithe-Ogdensbr 2 | 1.0971 | 0 | 0.9624 | 3.5636 | 5.4506 | 4.1279 | 7.5435 | Sithe-Ogdensbr 2 | 0.6394 | 0 | 0.5367 | 1.9455 | 2.9131 | 2.1598 | 3.8638 | Sithe-Ogdensbr 2 | 30.3 | 30.3 | 30.3 | 30.3 | 30.3 | 30.3 | 30.3
Sithe-Ogdensbr 3 | 27.7694 | 0 | 22.7116 | 97.4779 | 107.2139 | 107.577 | 204.043 | Sithe-Ogdensbr 3 | 0.8448 | 0 | 1.134 | 3.7422 | 4.1342 | 4.8385 | 8.0258 | Sithe-Ogdensbr 3 | 0.4923 | 0 | 0.6324 | 2.0431 | 2.2096 | 2.5315 | 4.1108 | Sithe-Ogdensbr 3 | 19 | 19 | 19 | 19 | 19 | 19 | 19
Sithe-Senecapw 2 | 30.381 | 5.0176 | 177.9966 | 309.6319 | 534.9001 | 352.9402 | 572.8862 | Sithe-Senecapw 2 | 0.9686 | 0.2052 | 10.0746 | 16.7202 | 29.1108 | 20.9209 | 31.57 | Sithe-Senecapw 2 | 0.5645 | 0.1169 | 5.6185 | 9.1284 | 15.5586 | 10.9461 | 16.1701 | Sithe-Senecapw 2 | 63 | 63 | 63 | 63 | 63 | 63 | 63
Sithe-Sterling 2 | 28.3377 | 0 | 13.392 | 67.877 | 113.3395 | 102.3789 | 204.0327 | Sithe-Sterling 2 | 0.8624 | 0 | 0.7528 | 2.3645 | 3.9603 | 4.6607 | 8.2536 | Sithe-Sterling 2 | 0.5026 | 0 | 0.4198 | 1.2909 | 2.1166 | 2.4385 | 4.2275 | Sithe-Sterling 2 | 15.8 | 15.8 | 15.8 | 15.8 | 15.8 | 15.8 | 15.8
SMECO 1 | 317.1033 | 400.1827 | 220.2075 | 242.4866 | 436.2698 | 612.8794 | 698.9568 | SMECO 1 | 18.5603 | 24.5147 | 13.4423 | 14.5172 | 26.9624 | 38.5765 | 44.1985 | SMECO 1 | 8.0777 | 10.4293 | 5.5984 | 5.9188 | 10.7614 | 15.0729 | 16.9061 | SMECO 1 | 93 | 93 | 93 | 93 | 93 | 93 | 93
SMITHTOWN 1 | 16.9048 | 20.6058 | 16.1334 | 22.8091 | 23.6243 | 22.0547 | 27.9422 | SMITHTOWN 1 | 2.8617 | 3.4882 | 2.7311 | 3.8612 | 3.9992 | 3.7335 | 4.7302 | SMITHTOWN 1 | 0.6316 | 0.7526 | 0.5768 | 0.7983 | 0.8095 | 0.7398 | 0.9175 | SMITHTOWN 1 | 1.1 | 1.1 | 1.1 | 1.1 | 1.1 | 1.1 | 1.1
So Norwalk Dsl 1 | 13.3251 | 0.7402 | 0.1748 | 1.7069 | 0.2027 | 2.0411 | 0.2007 | So Norwalk Dsl 1 | 1.0728 | 0.0564 | 0.0136 | 0.1326 | 0.0152 | 0.1519 | 0.0153 | So Norwalk Dsl 1 | 0.3417 | 0.0176 | 0.0041 | 0.0396 | 0.0044 | 0.0434 | 0.0043 | So Norwalk Dsl 1 | 16.7 | 16.7 | 16.7 | 16.7 | 16.7 | 16.7 | 16.7
Somerset 6 | 15590.292 | 16133.041 | 16636.2813 | 16824.5957 | 17263.0371 | 17573.5566 | 17956.7988 | Somerset 6 | 1228.0322 | 1272.3259 | 1313.7019 | 1329.5466 | 1365.3589 | 1391.36 | 1423.1367 | Somerset 6 | 782.289 | 792.2827 | 800.83 | 793.4301 | 797.6522 | 795.7339 | 796.7767 | Somerset 6 | 111 | 111 | 111 | 111 | 111 | 111 | 111
SOMERSET JET 1 | 167.2851 | 43.1328 | 9.012 | 71.1278 | 15.3606 | 71.8056 | 5.0933 | SOMERSET JET 1 | 7.7843 | 2.0178 | 0.4259 | 3.3842 | 0.7004 | 3.0466 | 0.2358 | SOMERSET JET 1 | 2.4794 | 0.6283 | 0.1298 | 1.0098 | 0.2046 | 0.8712 | 0.066 | SOMERSET JET 1 | 22 | 22 | 22 | 22 | 22 | 22 | 22
SOMERSET JET 2 | 217.167 | 58.5204 | 8.7683 | 74.0682 | 9.8567 | 58.4099 | 16.0212 | SOMERSET JET 2 | 9.9371 | 2.6891 | 0.4093 | 3.465 | 0.4488 | 2.4695 | 0.6797 | SOMERSET JET 2 | 3.1651 | 0.8373 | 0.1247 | 1.0339 | 0.1311 | 0.7062 | 0.1903 | SOMERSET JET 2 | 21.2 | 21.2 | 21.2 | 21.2 | 21.2 | 21.2 | 21.2
South Cairo 1 | 19.555 | 23.4175 | 14.5676 | 38.7109 | 80.031 | 38.1075 | 45.1047 | South Cairo 1 | 1.6688 | 1.9511 | 1.2296 | 3.3083 | 6.7001 | 3.178 | 3.745 | South Cairo 1 | 0.372 | 0.4251 | 0.2623 | 0.6909 | 1.3697 | 0.636 | 0.7337 | South Cairo 1 | 23.4 | 23.4 | 23.4 | 23.4 | 23.4 | 23.4 | 23.4
South Meadow 15 | 8.2726 | 1.7193 | 0.207 | 3.3185 | 0.24 | 2.4163 | 0.2376 | South Meadow 15 | 0.5741 | 0.1115 | 0.0136 | 0.2193 | 0.0152 | 0.1519 | 0.0153 | South Meadow 15 | 0.1829 | 0.0347 | 0.0041 | 0.0654 | 0.0044 | 0.0434 | 0.0043 | South Meadow 15 | 40.4 | 40.4 | 40.4 | 40.4 | 40.4 | 40.4 | 40.4
SOUTH MEADOW C11 | 189.4136 | 23.9818 | 6.6094 | 29.235 | 12.2947 | 32.0971 | 19.7554 | SOUTH MEADOW C11 | 11.27 | 1.3729 | 0.3733 | 1.6548 | 0.6698 | 1.7465 | 1.0679 | SOUTH MEADOW C11 | 3.6122 | 0.4317 | 0.1149 | 0.4984 | 0.197 | 0.5004 | 0.2983 | SOUTH MEADOW C11 | 195.6 | 195.6 | 195.6 | 195.6 | 195.6 | 195.6 | 195.6
SOUTH OAKS HOS 1 | 0.2729 | 0.3345 | 0.1334 | 0.283 | 0.5332 | 0.4348 | 0.4452 | SOUTH OAKS HOS 1 | 0.0376 | 0.0493 | 0.0185 | 0.0447 | 0.0863 | 0.0688 | 0.0726 | SOUTH OAKS HOS 1 | 0.0083 | 0.0106 | 0.0039 | 0.0092 | 0.0175 | 0.0136 | 0.0141 | SOUTH OAKS HOS 1 | 0.2 | 0.2 | 0.2 | 0.2 | 0.2 | 0.2 | 0.2
South River 1 | 3606.6455 | 5257.2539 | 7069.6646 | 6879.8872 | 9979.6338 | 14508.251 | 14123.0605 | South River 1 | 117.212 | 177.8138 | 238.9178 | 236.9817 | 343.371 | 502.6871 | 486.1749 | South River 1 | 107.1259 | 158.8591 | 208.9569 | 202.9012 | 287.8028 | 412.4685 | 390.5236 | South River 1 | 260 | 260 | 260 | 260 | 260 | 260 | 260
SOUTHOLD 1 | 25.5636 | 33.4239 | 14.4719 | 58.092 | 101.5581 | 84.09 | 73.4901 | SOUTHOLD 1 | 1.5575 | 2.0486 | 0.9151 | 3.5628 | 6.2534 | 5.1647 | 4.508 | SOUTHOLD 1 | 0.3472 | 0.4464 | 0.1952 | 0.744 | 1.2784 | 1.0336 | 0.8832 | SOUTHOLD 1 | 16 | 16 | 16 | 16 | 16 | 16 | 16
Southwark C3 | 433.9559 | 649.5911 | 730.5687 | 608.9594 | 1720.1423 | 3099.4509 | 3136.1594 | Southwark C3 | 32.2883 | 47.543 | 53.2834 | 45.1868 | 124.1079 | 224.1807 | 227.6506 | Southwark C3 | 7.2558 | 10.449 | 11.4588 | 9.513 | 25.5366 | 45.0162 | 44.55 | Southwark C3 | 72 | 72 | 72 | 72 | 72 | 72 | 72
Springfield Re 1 | 1290.1111 | 1322.7167 | 1352.5907 | 1380.9628 | 1410.6548 | 1441.7509 | 1471.1567 | Springfield Re 1 | 82.709 | 84.7994 | 86.7148 | 88.5337 | 90.4371 | 92.4307 | 94.3159 | Springfield Re 1 | 48.2014 | 48.3086 | 48.36 | 48.3351 | 48.3351 | 48.3609 | 48.3086 | Springfield Re 1 | 6 | 6 | 6 | 6 | 6 | 6 | 6
ST Albans Dsl 1 | 7.2007 | 1.7511 | 0.2108 | 3.38 | 0.2444 | 2.4611 | 0.242 | ST Albans Dsl 1 | 0.4907 | 0.1115 | 0.0136 | 0.2193 | 0.0152 | 0.1519 | 0.0153 | ST Albans Dsl 1 | 0.1563 | 0.0347 | 0.0041 | 0.0654 | 0.0044 | 0.0434 | 0.0043 | ST Albans Dsl 1 | 2.4 | 2.4 | 2.4 | 2.4 | 2.4 | 2.4 | 2.4
Starmark 1 | 115.7418 | 146.2329 | 155.7288 | 141.301 | 183.555 | 237.2875 | 244.4288 | Starmark 1 | 4.6297 | 5.8493 | 6.2292 | 5.652 | 7.3422 | 9.4915 | 9.7772 | Starmark 1 | 4.2313 | 5.2258 | 5.448 | 4.8392 | 6.154 | 7.788 | 7.8536 | Starmark 1 | 3 | 3 | 3 | 3 | 3 | 3 | 3
STATION 9 | 7.1337 | 0 | 9.9498 | 49.4381 | 67.2181 | 31.2214 | 61.7562 | STATION 9 | 0.4764 | 0 | 0.9805 | 3.7064 | 5.5471 | 3.031 | 5.0072 | STATION 9 | 0.1062 | 0 | 0.2092 | 0.774 | 1.134 | 0.6066 | 0.981 | STATION 9 | 18 | 18 | 18 | 18 | 18 | 18 | 18
Ste Rose 1 | 253.5021 | 502.6147 | 445.5872 | 885.3633 | 967.861 | 936.2403 | 1516.4034 | Ste Rose 1 | 21.5337 | 40.01 | 33.9528 | 67.5045 | 71.4525 | 67.6449 | 110.7288 | Ste Rose 1 | 4.7763 | 8.6749 | 7.2067 | 14.0266 | 14.5345 | 13.4703 | 21.5857 | Ste Rose 1 | 99.7 | 99.7 | 99.7 | 99.7 | 99.7 | 99.7 | 99.7
STERLING POWR 1 | 3698.3452 | 4416.8013 | 4642.9951 | 5600.9282 | 6043.6157 | 6050.7734 | 6374.6333 | STERLING POWR 1 | 329.0275 | 407.1232 | 429.8699 | 515.7072 | 558.2347 | 557.7828 | 578.7646 | STERLING POWR 1 | 148.1718 | 179.2187 | 185.2492 | 217.5625 | 230.5469 | 225.5117 | 229.0697 | STERLING POWR 1 | 51.3 | 51.3 | 51.3 | 51.3 | 51.3 | 51.3 | 51.3
Stonybrk CC Jo 1 | 5203.9502 | 3013.9229 | 3657.8018 | 3620.6602 | 3097.7017 | 3270.7063 | 2225.6125 | Stonybrk CC Jo 1 | 137.0411 | 72.8962 | 86.8066 | 81.8416 | 66.1915 | 68.7893 | 47.8275 | Stonybrk CC Jo 1 | 93.5344 | 48.6351 | 56.6969 | 52.329 | 41.4317 | 42.1514 | 28.6901 | Stonybrk CC Jo 1 | 352 | 352 | 352 | 352 | 352 | 352 | 352
Stonybrook G C1 | 1129.905 | 210.6502 | 14.0851 | 393.3473 | 32.6641 | 236.773 | 32.3418 | Stonybrook G C1 | 63.8988 | 11.5843 | 0.8079 | 22.595 | 1.8069 | 12.7435 | 1.8411 | Stonybrook G C1 | 20.4804 | 3.6429 | 0.2486 | 6.8057 | 0.5314 | 3.6514 | 0.5143 | Stonybrook G C1 | 170 | 170 | 170 | 170 | 170 | 170 | 170
Sunbury 3 | 8384.04 | 9470.7197 | 9968.4277 | 10040.3301 | 10693.248 | 11281.6064 | 11412.7266 | Sunbury 3 | 1249.3167 | 1396.1073 | 1526.0784 | 1554.2505 | 1658.4788 | 1758.395 | 1777.8743 | Sunbury 3 | 570.9061 | 623.642 | 667.352 | 665.3663 | 695.0424 | 721.4055 | 714.0452 | Sunbury 3 | 103 | 103 | 103 | 103 | 103 | 103 | 103
Sunbury 4 | 11519.4316 | 12443.4453 | 11942.2139 | 12458.0313 | 13185.0283 | 13488.7803 | 13695.5615 | Sunbury 4 | 1940.4977 | 2065.9717 | 2061.3518 | 2172.1792 | 2298.5518 | 2357.8525 | 2391.6399 | Sunbury 4 | 886.7585 | 922.8708 | 901.4264 | 929.8982 | 963.287 | 967.3413 | 960.551 | Sunbury 4 | 134 | 134 | 134 | 134 | 134 | 134 | 134
Sunbury C1 | 13572.2188 | 14717.9678 | 13711.6465 | 14888.0205 | 15997.6445 | 16454.3945 | 16710.1406 | Sunbury C1 | 2069.1035 | 2203.3333 | 2135.5271 | 2343.3279 | 2528.0769 | 2620.093 | 2676.1382 | Sunbury C1 | 927.8492 | 970.6314 | 920.4858 | 988.7461 | 1040.361 | 1052.2462 | 1045.3666 | Sunbury C1 | 152 | 152 | 152 | 152 | 152 | 152 | 152
Sunbury D1-2 1 | 33.848 | 35.1529 | 20.1682 | 18.1496 | 30.9786 | 48.5542 | 86.5571 | Sunbury D1-2 1 | 3.4236 | 3.4889 | 2.0037 | 1.7979 | 3.0676 | 4.8287 | 8.5835 | Sunbury D1-2 1 | 0.7842 | 0.7812 | 0.4392 | 0.3858 | 0.6444 | 0.993 | 1.728 | Sunbury D1-2 1 | 6 | 6 | 6 | 6 | 6 | 6 | 6
Susq joint 1 | 46026.1406 | 46600.4609 | 46781.0469 | 47102.5703 | 47393.5703 | 47653.5078 | 47980.8984 | Susq joint 1 | 8610.6328 | 8850.8398 | 9020.459 | 9220.7549 | 9419.001 | 9614.8789 | 9828.3711 | Susq joint 1 | 7089.8052 | 7123.7393 | 7107.4507 | 7112.354 | 7112.354 | 7107.4507 | 7112.354 | Susq joint 1 | 1107 | 1107 | 1107 | 1107 | 1107 | 1107 | 1107
Susq joint 2 | 45956.1406 | 46498.9258 | 46710.0391 | 47041.5938 | 47321.5508 | 47581.0742 | 47919.2227 | Susq joint 2 | 8637.0117 | 8872.0986 | 9048.1035 | 9251.0869 | 9447.8643 | 9644.3438 | 9860.7891 | Susq joint 2 | 7111.5239 | 7140.8511 | 7129.2319 | 7135.7485 | 7134.1479 | 7129.2319 | 7135.8125 | Susq joint 2 | 1110 | 1110 | 1110 | 1110 | 1110 | 1110 | 1110
Swaru-Laidlaw 1 | 83.6037 | 85.7166 | 87.6107 | 89.4422 | 91.4153 | 93.3295 | 95.3361 | Swaru-Laidlaw 1 | 3.6041 | 3.6952 | 3.7768 | 3.8558 | 3.9408 | 4.0233 | 4.1098 | Swaru-Laidlaw 1 | 3.2136 | 3.2207 | 3.2226 | 3.2207 | 3.2225 | 3.2207 | 3.2207 | Swaru-Laidlaw 1 | 0.4 | 0.4 | 0.4 | 0.4 | 0.4 | 0.4 | 0.4
Swift River (G 1 | 3143.0859 | 3222.5645 | 3295.8025 | 3364.8743 | 3437.2178 | 3512.9612 | 3584.6721 | Swift River (G 1 | 207.3085 | 212.5507 | 217.3808 | 221.9367 | 226.7083 | 231.7038 | 236.4336 | Swift River (G 1 | 120.8159 | 121.086 | 121.2311 | 121.1668 | 121.1668 | 121.2302 | 121.1013 | Swift River (G 1 | 14.8 | 14.8 | 14.8 | 14.8 | 14.8 | 14.8 | 14.8
SYRACUSE POWER 1 | 2.88 | 0 | 4.0122 | 14.1646 | 14.7656 | 6.1767 | 16.0473 | SYRACUSE POWER 1 | 0.2592 | 0 | 0.6259 | 1.7343 | 1.8182 | 0.9197 | 1.9599 | SYRACUSE POWER 1 | 0.0575 | 0 | 0.1329 | 0.3604 | 0.3699 | 0.1831 | 0.3821 | SYRACUSE POWER 1 | 5 | 5 | 5 | 5 | 5 | 5 | 5
T ECAR OES | 0 | 0 | 0 | 0 | 0 | 0 | 0 | T ECAR OES | 0 | 0 | 0 | 0 | 0 | 0 | 0 | T ECAR OES | 512.283 | 514.1188 | 514.1035 | 514.4797 | 513.6639 | 512.2106 | 514.9291 | T ECAR OES | 73.23 | 73.23 | 73.23 | 73.23 | 73.23 | 73.23 | 73.23
T HYQB HYQB | 0 | 0 | 0 | 0 | 0 | 0 | 0 | T HYQB HYQB | 0 | 0 | 0 | 0 | 0 | 0 | 0 | T HYQB HYQB | 2455.4363 | 2457.0518 | 2461.5957 | 2271.6855 | 1703.3479 | 1698.7002 | 1704.1678 | T HYQB HYQB | 314.46 | 314.46 | 314.46 | 314.46 | 218.46 | 218.46 | 218.46
T NEPOOL CMP | 0 | 0 | 0 | 0 | 0 | 0 | 0 | T NEPOOL CMP | 0 | 0 | 0 | 0 | 0 | 0 | 0 | T NEPOOL CMP | 210.8655 | 207.5023 | 207.6177 | 207.6177 | 0 | 0 | 0 | T NEPOOL CMP | 29.76 | 29.76 | 29.76 | 29.76 | 0 | 0 | 0
T NEPOOL NEP | 0 | 0 | 0 | 0 | 0 | 0 | 0 | T NEPOOL NEP | 0 | 0 | 0 | 0 | 0 | 0 | 0 | T NEPOOL NEP | 10102.5127 | 8057.0107 | 3277.908 | 3277.9077 | 3277.614 | 3234.3853 | 3249.4885 | T NEPOOL NEP | 1051.46 | 1051.46 | 542.84 | 542.84 | 542.84 | 538.04 | 538.04
T NYPP-E CEHG | 0 | 0 | 0 | 0 | 0 | 0 | 0 | T NYPP-E CEHG | 0 | 0 | 0 | 0 | 0 | 0 | 0 | T NYPP-E CEHG | 291.3469 | 292.3711 | 290.6628 | 291.7903 | 291.0009 | 290.2614 | 292.9741 | T NYPP-E CEHG | 47.53 | 47.53 | 47.53 | 47.53 | 47.53 | 47.53 | 47.53
T NYPP-E COEN | 0 | 0 | 0 | 0 | 0 | 0 | 0 | T NYPP-E COEN | 0 | 0 | 0 | 0 | 0 | 0 | 0 | T NYPP-E COEN | 728.0582 | 729.8091 | 729.4391 | 730.352 | 729.9675 | 727.2579 | 731.1638 | T NYPP-E COEN | 118.83 | 118.83 | 118.83 | 118.83 | 118.83 | 118.83 | 118.83
T NYPP-E LOIL | 0 | 0 | 0 | 0 | 0 | 0 | 0 | T NYPP-E LOIL | 0 | 0 | 0 | 0 | 0 | 0 | 0 | T NYPP-E LOIL | 1079.4364 | 1081.4789 | 1081.9027 | 1082.1133 | 1082.0465 | 1079.1377 | 1083.337 | T NYPP-E LOIL | 162.1 | 162.1 | 162.1 | 162.1 | 162.1 | 162.1 | 162.1
T NYPP-E ORRU | 0 | 0 | 0 | 0 | 0 | 0 | 0 | T NYPP-E ORRU | 0 | 0 | 0 | 0 | 0 | 0 | 0 | T NYPP-E ORRU | 1318.5575 | 1317.4089 | 144.291 | 144.291 | 145.5711 | 146.4501 | 146.4501 | T NYPP-E ORRU | 23.77 | 23.77 | 23.77 | 23.77 | 23.77 | 23.77 | 23.77
T NYPP-W NIMP | 0 | 0 | 0 | 0 | 0 | 0 | 0 | T NYPP-W NIMP | 0 | 0 | 0 | 0 | 0 | 0 | 0 | T NYPP-W NIMP | 364.151 | 363.9163 | 363.5096 | 363.5096 | 362.6925 | 362.5543 | 365.4368 | T NYPP-W NIMP | 51.84 | 51.84 | 51.84 | 51.84 | 51.84 | 51.84 | 51.84
T NYPP-W NYPOOL | 0 | 0 | 0 | 0 | 0 | 0 | 0 | T NYPP-W NYPOOL | 0 | 0 | 0 | 0 | 0 | 0 | 0 | T NYPP-W NYPOOL | 1010.8786 | 1011.9648 | 1013.4593 | 1012.7849 | 1011.9648 | 1971.2091 | 0 | T NYPP-W NYPOOL | 0 | 0 | 0 | 0 | 0 | 0 | 0
T ONHY ONHY | 0 | 0 | 0 | 0 | 0 | 0 | 0 | T ONHY ONHY | 0 | 0 | 0 | 0 | 0 | 0 | 0 | T ONHY ONHY | 1938.1355 | 1940.7203 | 1944.4445 | 1945.0188 | 1555.3628 | 393.8765 | 395.9787 | T ONHY ONHY | 285.41 | 285.41 | 285.41 | 285.41 | 285.41 | 89.41 | 89.41
T PJM-Ce BG&E | 0 | 0 | 0 | 0 | 0 | 0 | 0 | T PJM-Ce BG&E | 0 | 0 | 0 | 0 | 0 | 0 | 0 | T PJM-Ce BG&E | 0 | 0 | 0 | 0 | 0 | 0 | 0 | T PJM-Ce BG&E | 0 | 0 | 0 | 0 | 0 | 0 | 0
T PJM-Ce METED | 0 | 0 | 0 | 0 | 0 | 0 | 0 | T PJM-Ce METED | 0 | 0 | 0 | 0 | 0 | 0 | 0 | T PJM-Ce METED | 434.8126 | 435.6748 | 434.6758 | 435.6649 | 434.9846 | 434.0738 | 436.715 | T PJM-Ce METED | 62.06 | 62.06 | 62.06 | 62.06 | 62.06 | 62.06 | 62.06
T PJM-Ce PEPCO | 42033.625 | 42955.9609 | 43993 | 44953.3438 | 45987.6172 | 47050.2305 | 48392.4063 | T PJM-Ce PEPCO | 0 | 0 | 0 | 0 | 0 | 0 | 0 | T PJM-Ce PEPCO | 3683.9282 | 3684.0376 | 3693.7856 | 3693.7856 | 3693.7856 | 3684.4351 | 3694.072 | T PJM-Ce PEPCO | 421.2 | 421.2 | 421.2 | 421.2 | 421.2 | 421.2 | 421.2
T PJM-Ea AE | 0 | 0 | 0 | 0 | 0 | 0 | 0 | T PJM-Ea AE | 0 | 0 | 0 | 0 | 0 | 0 | 0 | T PJM-Ea AE | 0 | 0 | 0 | 0 | 0 | 0 | 0 | T PJM-Ea AE | 0 | 0 | 0 | 0 | 0 | 0 | 0
T PJM-Ea JCP&L | 0 | 0 | 0 | 0 | 0 | 0 | 0 | T PJM-Ea JCP&L | 0 | 0 | 0 | 0 | 0 | 0 | 0 | T PJM-Ea JCP&L | 463.6254 | 464.3361 | 463.4204 | 464.5501 | 463.6679 | 169.5183 | 169.5183 | T PJM-Ea JCP&L | 66.17 | 66.17 | 66.17 | 66.17 | 66.17 | 24.7 | 24.7
Tage Hansen 1 | 138.3597 | 140.5636 | 142.9327 | 145.1597 | 147.7841 | 150.7628 | 154.0552 | Tage Hansen 1 | 3.6041 | 3.6952 | 3.7768 | 3.8558 | 3.9408 | 4.0233 | 4.1098 | Tage Hansen 1 | 3.2136 | 3.2207 | 3.2226 | 3.2207 | 3.2225 | 3.2207 | 3.2207 | Tage Hansen 1 | 0.4 | 0.4 | 0.4 | 0.4 | 0.4 | 0.4 | 0.4
Tamworth Proje 1 | 4179.9502 | 4285.6064 | 4382.3931 | 4474.313 | 4570.5215 | 4671.2637 | 4766.5356 | Tamworth Proje 1 | 275.6968 | 282.6647 | 289.0494 | 295.1122 | 301.4572 | 308.1023 | 314.3862 | Tamworth Proje 1 | 160.6714 | 161.0286 | 161.2 | 161.1172 | 161.1172 | 161.2029 | 161.0286 | Tamworth Proje 1 | 20 | 20 | 20 | 20 | 20 | 20 | 20
Tasley 10 | 220.1852 | 293.965 | 347.2863 | 293.5142 | 830.9495 | 1315.8672 | 1277.5643 | Tasley 10 | 16.4215 | 21.7488 | 25.3859 | 21.9078 | 59.7818 | 94.6675 | 91.9209 | Tasley 10 | 3.7521 | 4.8576 | 5.5506 | 4.6893 | 12.5268 | 19.4193 | 18.459 | Tasley 10 | 33 | 33 | 33 | 33 | 33 | 33 | 33
TBG-GRUMMAN 1 | 5050.2969 | 6100.8062 | 5901.1274 | 6794.7681 | 7471.0786 | 7509.1494 | 7632.0771 | TBG-GRUMMAN 1 | 450.2263 | 561.9459 | 545.0097 | 634.8192 | 694.4484 | 699.4383 | 699.0052 | TBG-GRUMMAN 1 | 202.7515 | 247.3729 | 234.8678 | 267.8125 | 286.8022 | 282.7831 | 276.6598 | TBG-GRUMMAN 1 | 51.3 | 51.3 | 51.3 | 51.3 | 51.3 | 51.3 | 51.3
TCPL-Calstst 1 | 5080.0859 | 5208.4727 | 5323.5679 | 5434.8428 | 5554.7358 | 5671.0586 | 5792.9873 | TCPL-Calstst 1 | 202.729 | 207.8528 | 212.4459 | 216.8865 | 221.6714 | 226.3129 | 231.1786 | TCPL-Calstst 1 | 180.765 | 181.1668 | 181.2729 | 181.1668 | 181.2664 | 181.1668 | 181.1668 | TCPL-Calstst 1 | 22.5 | 22.5 | 22.5 | 22.5 | 22.5 | 22.5 | 22.5
TDEC 1 | 32.8388 | 45.9562 | 50.854 | 43.8599 | 126.0935 | 229.5075 | 231.6235 | TDEC 1 | 4.0227 | 5.7536 | 6.3348 | 5.5563 | 15.8643 | 28.9263 | 28.9989 | TDEC 1 | 0.9214 | 1.2883 | 1.3886 | 1.1923 | 3.3326 | 5.9486 | 5.838 | TDEC 1 | 12 | 12 | 12 | 12 | 12 | 12 | 12
Three Mile Isl 1 | 35581.2969 | 35997.8828 | 36130.9375 | 36379.3594 | 0 | 0 | 0 | Three Mile Isl 1 | 7798.4409 | 8009.8892 | 8161.9336 | 8343.1973 | 0 | 0 | 0 | Three Mile Isl 1 | 5164.7686 | 5185.5405 | 5172.7583 | 5176.3452 | 0 | 0 | 0 | Three Mile Isl 1 | 810 | 810 | 810 | 810 | 0 | 0 | 0
Thunder Bay C2 | 38220.4297 | 39565.2305 | 38381.5938 | 39697.6875 | 41107.4063 | 41322.6875 | 42361.2461 | Thunder Bay C2 | 3938.3105 | 4091.5413 | 3937.5066 | 4091.5068 | 4256.2393 | 4291.3618 | 4428.7334 | Thunder Bay C2 | 2316.6531 | 2351.4607 | 2212.0823 | 2248.0808 | 2288.3008 | 2246.7864 | 2259.5576 | Thunder Bay C2 | 300 | 300 | 300 | 300 | 300 | 300 | 300
Titus 4 | 177.393 | 248.6888 | 120.4254 | 82.0827 | 137.5626 | 287.6821 | 504.9671 | Titus 4 | 9.5795 | 13.1175 | 6.3609 | 4.3318 | 7.2539 | 15.3292 | 26.6719 | Titus 4 | 2.1888 | 2.9298 | 1.3908 | 0.9272 | 1.52 | 3.1445 | 5.3561 | Titus 4 | 19 | 19 | 19 | 19 | 19 | 19 | 19
Titus 5 | 198.3366 | 211.0722 | 103.582 | 102.3408 | 247.7059 | 295.2545 | 432.7949 | Titus 5 | 11.4405 | 11.8558 | 5.8724 | 5.7184 | 13.687 | 16.7279 | 24.3787 | Titus 5 | 2.614 | 2.648 | 1.284 | 1.224 | 2.868 | 3.4314 | 4.8956 | Titus 5 | 20 | 20 | 20 | 20 | 20 | 20 | 20
Titus C1 | 21595.2949 | 22652.666 | 22534.9473 | 23132.5684 | 24471.5723 | 24992.9004 | 25612.6641 | Titus C1 | 3721.7876 | 3832.0298 | 3962.1914 | 4110.3936 | 4362.6143 | 4482.7041 | 4618.2168 | Titus C1 | 1668.9631 | 1688.1187 | 1707.8411 | 1734.3433 | 1795.3142 | 1800.2827 | 1803.991 | Titus C1 | 249 | 249 | 249 | 249 | 249 | 249 | 249
Tolna C1 | 359.6299 | 483.954 | 231.0888 | 281.2305 | 629.136 | 677.2759 | 1210.3359 | Tolna C1 | 22.3599 | 29.0417 | 14.1369 | 16.9162 | 37.647 | 41.5044 | 73.7967 | Tolna C1 | 5.0247 | 6.3828 | 3.0402 | 3.5613 | 7.7463 | 8.3342 | 14.4416 | Tolna C1 | 54 | 54 | 54 | 54 | 54 | 54 | 54
TORRINGTON TER 1 | 86.4455 | 22.3662 | 4.3507 | 25.068 | 9.9617 | 43.4378 | 12.1161 | TORRINGTON TER 1 | 5.195 | 1.2719 | 0.2475 | 1.4162 | 0.5429 | 2.368 | 0.6552 | TORRINGTON TER 1 | 1.6547 | 0.396 | 0.0754 | 0.4226 | 0.1586 | 0.6771 | 0.1834 | TORRINGTON TER 1 | 21.8 | 21.8 | 21.8 | 21.8 | 21.8 | 21.8 | 21.8
Tracy S1 | 1973.3632 | 2032.965 | 742.0925 | 0 | 0 | 0 | 0 | Tracy S1 | 109.6381 | 102.2795 | 35.6621 | 0 | 0 | 0 | 0 | Tracy S1 | 64.493 | 58.7813 | 20.0349 | 0 | 0 | 0 | 0 | Tracy S1 | 600 | 600 | 600 | 600 | 600 | 600 | 600
Transalta Powe 1 | 17027.5625 | 17298.2266 | 17591.1172 | 17865.2637 | 18188.625 | 18554.1973 | 18959.0488 | Transalta Powe 1 | 442.9821 | 454.1701 | 464.249 | 473.9614 | 484.4355 | 494.5609 | 505.194 | Transalta Powe 1 | 394.9886 | 395.8596 | 396.1279 | 395.9032 | 396.1354 | 395.9032 | 395.9032 | Transalta Powe 1 | 50 | 50 | 50 | 50 | 50 | 50 | 50
Transalta-McDo 1 | 37460.6484 | 38056.125 | 38700.4609 | 39303.6211 | 40014.9922 | 40819.2344 | 41709.9141 | Transalta-McDo 1 | 974.5605 | 999.1742 | 1021.348 | 1042.7152 | 1065.7581 | 1088.0339 | 1111.4266 | Transalta-McDo 1 | 868.9749 | 870.8912 | 871.4813 | 870.9871 | 871.4978 | 870.9871 | 870.9871 | Transalta-McDo 1 | 110 | 110 | 110 | 110 | 110 | 110 | 110
Transalta-OHSC 1 | 22476.3867 | 22833.6543 | 23220.2734 | 23582.1582 | 24008.9824 | 24491.5449 | 25025.9277 | Transalta-OHSC 1 | 584.7366 | 599.5048 | 612.809 | 625.6295 | 639.4551 | 652.8207 | 666.8563 | Transalta-OHSC 1 | 521.3852 | 522.535 | 522.889 | 522.5925 | 522.8989 | 522.5924 | 522.5924 | Transalta-OHSC 1 | 66 | 66 | 66 | 66 | 66 | 66 | 66
Trenton 5 | 18061.3887 | 19348.4551 | 19779.668 | 19994.4492 | 20567.9063 | 20810.0625 | 21464.4375 | Trenton 5 | 1828.4841 | 1960.7656 | 2007.1852 | 2030.7426 | 2091.1145 | 2118.0266 | 2186.5771 | Trenton 5 | 1065.6095 | 1117.0096 | 1119.3875 | 1108.6884 | 1117.6196 | 1108.1771 | 1119.9646 | Trenton 5 | 156.1 | 156.1 | 156.1 | 156.1 | 156.1 | 156.1 | 156.1
Trenton 6 | 17819.623 | 18722.3066 | 19247.707 | 19521.4902 | 19873.8242 | 20565.7051 | 21231.6719 | Trenton 6 | 1815.0238 | 1908.4863 | 1963.7621 | 1993.804 | 2031.8785 | 2104.4148 | 2174.8638 | Trenton 6 | 1057.7651 | 1087.2273 | 1095.1708 | 1088.5216 | 1085.9603 | 1101.0555 | 1113.965 | Trenton 6 | 155 | 155 | 155 | 155 | 155 | 155 | 155
TRIGEN-NDEC 1 | 5861.0029 | 7052.231 | 6777.6113 | 7782.5259 | 8429.2363 | 8815.9023 | 8896.4961 | TRIGEN-NDEC 1 | 528.224 | 657.8437 | 635.4492 | 740.2697 | 797.1475 | 830.3527 | 826.1323 | TRIGEN-NDEC 1 | 237.8764 | 289.5878 | 273.842 | 312.2991 | 329.2161 | 335.7118 | 326.9755 | TRIGEN-NDEC 1 | 57 | 57 | 57 | 57 | 57 | 57 | 57
Tuft's Cove 1 | 272.2912 | 530.2871 | 753.5682 | 680.5093 | 689.5643 | 687.7716 | 716.6759 | Tuft's Cove 1 | 13.8069 | 24.7725 | 31.4411 | 27.9694 | 27.7475 | 24.4301 | 26.5321 | Tuft's Cove 1 | 8.0464 | 14.1124 | 17.5344 | 15.2699 | 14.83 | 12.7821 | 13.5897 | Tuft's Cove 1 | 80 | 80 | 80 | 80 | 80 | 80 | 80
Tuft's Cove 2 | 2043.9594 | 2091.686 | 2176.5623 | 2701.2625 | 2600.1445 | 1760.6689 | 2600.8052 | Tuft's Cove 2 | 109.4823 | 104.2749 | 96.7342 | 115.8752 | 105.8075 | 67.762 | 99.7185 | Tuft's Cove 2 | 63.8044 | 59.4034 | 53.9477 | 63.2623 | 56.55 | 35.4539 | 51.0758 | Tuft's Cove 2 | 99 | 99 | 99 | 99 | 99 | 99 | 99
Tuft's Cove 3 | 3597.6621 | 3592.9863 | 4598.395 | 4327.3794 | 3466.3042 | 3282.8232 | 4520.7241 | Tuft's Cove 3 | 215.1098 | 194.7312 | 232.8336 | 213.3576 | 160.4497 | 149.9762 | 206.1486 | Tuft's Cove 3 | 125.3624 | 110.9346 | 129.849 | 116.483 | 85.7541 | 78.4693 | 105.5893 | Tuft's Cove 3 | 153 | 153 | 153 | 153 | 153 | 153 | 153
TUNNEL JET 10 | 18.2853 | 4.5375 | 0.7446 | 5.8358 | 1.9946 | 5.4322 | 2.3802 | TUNNEL JET 10 | 1.0669 | 0.2524 | 0.0412 | 0.3227 | 0.1056 | 0.2888 | 0.1255 | TUNNEL JET 10 | 0.3398 | 0.0786 | 0.0126 | 0.0963 | 0.0309 | 0.0826 | 0.0351 | TUNNEL JET 10 | 20.8 | 20.8 | 20.8 | 20.8 | 20.8 | 20.8 | 20.8
Tusket 1 | 9.0201 | 26.4282 | 0 | 40.4986 | 31.3904 | 19.2718 | 102.4342 | Tusket 1 | 0.6131 | 1.7137 | 0 | 2.4895 | 1.8267 | 1.1098 | 5.6684 | Tusket 1 | 0.136 | 0.3716 | 0 | 0.5173 | 0.3716 | 0.221 | 1.105 | Tusket 1 | 24.3 | 24.3 | 24.3 | 24.3 | 24.3 | 24.3 | 24.3
UDG/NIAGARA 1 | 5577.9976 | 5705.8569 | 5601.3555 | 5714.1724 | 5874.8091 | 5985.9165 | 6145.085 | UDG/NIAGARA 1 | 664.1367 | 678.3819 | 697.8445 | 716.2949 | 731.5706 | 745.887 | 765.1316 | UDG/NIAGARA 1 | 387.0476 | 386.4609 | 389.181 | 391.0628 | 390.9961 | 390.2572 | 391.9004 | UDG/NIAGARA 1 | 50.1 | 50.1 | 50.1 | 50.1 | 50.1 | 50.1 | 50.1
Union County R 1 | 414.4666 | 453.7559 | 618.7212 | 448.0424 | 827.4058 | 1138.3619 | 1173.9777 | Union County R 1 | 19.3843 | 21.2218 | 28.9371 | 20.9546 | 38.6971 | 53.2403 | 54.906 | Union County R 1 | 11.6554 | 12.4734 | 16.6502 | 11.8034 | 21.3386 | 28.7402 | 29.0156 | Union County R 1 | 39 | 39 | 39 | 39 | 39 | 39 | 39
US GEN (OLD RI 1 | 7858.7788 | 10423.1455 | 11154.0547 | 12923.5254 | 13873.6846 | 15088.5088 | 15106.9941 | US GEN (OLD RI 1 | 670.6016 | 925.5598 | 1002.3787 | 1161.5959 | 1236.3358 | 1344.6801 | 1325.701 | US GEN (OLD RI 1 | 301.9936 | 407.4384 | 431.9675 | 490.0449 | 510.5977 | 543.6545 | 524.7003 | US GEN (OLD RI 1 | 154.1 | 154.1 | 154.1 | 154.1 | 154.1 | 154.1 | 154.1
USGEN_CC 0 | 0 | 0 | 90844.1094 | 187251.9063 | 192519.5781 | 197316.8594 | 198893.0156 | USGEN_CC 0 | 0 | 0 | 10278.7842 | 20548.1289 | 21290.709 | 21836.541 | 21920.1445 | USGEN_CC 0 | 0 | 0 | 4375.0361 | 8561.9717 | 8684.667 | 8719.8408 | 8568.9922 | USGEN_CC 0 | 0 | 0 | 0 | 1080 | 1080 | 1080 | 1080
USGEN_CC 1 | 0 | 59344.0391 | 61806.5781 | 64751.9258 | 64813.3633 | 64784.2617 | 66665.7109 | USGEN_CC 1 | 0 | 6367.9429 | 6716.6006 | 7071.998 | 7123.7705 | 7146.918 | 7322.2661 | USGEN_CC 1 | 0 | 2586.095 | 2670.2773 | 2752.3945 | 2714.189 | 2665.6956 | 2673.6152 | USGEN_CC 1 | 0 | 360 | 360 | 360 | 360 | 360 | 360
VCLP NUG 1 | 1010.2422 | 1547.3831 | 1856.4376 | 1770.0229 | 2651.1899 | 3436.9924 | 3638.8279 | VCLP NUG 1 | 115.0375 | 183.4658 | 221.7229 | 213.9636 | 320.3062 | 419.2939 | 441.1635 | VCLP NUG 1 | 35.0462 | 54.6362 | 64.6394 | 61.0645 | 89.4902 | 114.6807 | 118.1226 | VCLP NUG 1 | 46.5 | 46.5 | 46.5 | 46.5 | 46.5 | 46.5 | 46.5
Vergennes Dsl 1 | 10.9158 | 2.2616 | 0.2723 | 4.3653 | 0.3157 | 2.5406 | 0.3126 | Vergennes Dsl 1 | 0.575 | 0.1115 | 0.0136 | 0.2193 | 0.0152 | 0.1209 | 0.0153 | Vergennes Dsl 1 | 0.1831 | 0.0347 | 0.0041 | 0.0654 | 0.0044 | 0.0346 | 0.0043 | Vergennes Dsl 1 | 4.2 | 4.2 | 4.2 | 4.2 | 4.2 | 4.2 | 4.2
Victoria Ju S1 | 9.0329 | 46.8376 | 11.7772 | 60.7105 | 40.5266 | 59.6007 | 105.3945 | Victoria Ju S1 | 0.5006 | 2.4952 | 0.5791 | 3.1577 | 1.8154 | 2.7555 | 4.9961 | Victoria Ju S1 | 0.112 | 0.546 | 0.124 | 0.662 | 0.372 | 0.55 | 0.972 | Victoria Ju S1 | 66 | 66 | 66 | 66 | 66 | 66 | 66
Vienna 10 | 151.9436 | 238.8498 | 235.4896 | 195.383 | 543.7075 | 1021.6472 | 1086.0958 | Vienna 10 | 10.45 | 16.1531 | 15.8761 | 13.333 | 36.5019 | 67.9349 | 72.1876 | Vienna 10 | 2.3877 | 3.6078 | 3.4713 | 2.8539 | 7.6487 | 13.9356 | 14.4963 | Vienna 10 | 21 | 21 | 21 | 21 | 21 | 21 | 21
Vienna 8 | 6093.1641 | 7059.4165 | 8263.0098 | 7933.2944 | 12785.4707 | 15523.1133 | 16161.9902 | Vienna 8 | 492.625 | 568.0168 | 660.9631 | 648.0216 | 1052.4779 | 1283.3838 | 1342.5148 | Vienna 8 | 225.1172 | 253.7335 | 289.0383 | 277.4146 | 441.077 | 526.5258 | 539.1924 | Vienna 8 | 155 | 155 | 155 | 155 | 155 | 155 | 155
Viking Energy 1 | 105.1432 | 124.3472 | 120.6133 | 101.7271 | 142.8056 | 156.7457 | 164.1443 | Viking Energy 1 | 4.9175 | 5.8156 | 5.641 | 4.7577 | 6.6789 | 7.3309 | 7.6769 | Viking Energy 1 | 2.9568 | 3.4182 | 3.2458 | 2.6799 | 3.6829 | 3.9574 | 4.0569 | Viking Energy 1 | 17 | 17 | 17 | 17 | 17 | 17 | 17
Vineland (H D 7 | 140.8932 | 171.3134 | 323.7568 | 181.6609 | 324.0705 | 559.4092 | 556.7178 | Vineland (H D 7 | 5.7477 | 6.7352 | 12.9058 | 7.327 | 12.624 | 22.8098 | 23.2349 | Vineland (H D 7 | 3.456 | 3.9587 | 7.4259 | 4.1271 | 6.9612 | 12.3132 | 12.2787 | Vineland (H D 7 | 8 | 8 | 8 | 8 | 8 | 8 | 8
Vineland (H D 8 | 309.4443 | 398.6503 | 383.2641 | 387.1792 | 647.42 | 888.66 | 877.3935 | Vineland (H D 8 | 13.7556 | 17.7659 | 16.8259 | 17.5022 | 29.5879 | 41.3048 | 41.2962 | Vineland (H D 8 | 8.271 | 10.4422 | 9.6815 | 9.8587 | 16.3156 | 22.2972 | 21.8234 | Vineland (H D 8 | 11 | 11 | 11 | 11 | 11 | 11 | 11
Vineland (H D 9 | 260.2887 | 329.6484 | 470.054 | 371.5291 | 659.2435 | 1193.282 | 1348.5585 | Vineland (H D 9 | 11.0025 | 14.1607 | 19.5468 | 16.3601 | 28.6893 | 53.164 | 60.8556 | Vineland (H D 9 | 6.6156 | 8.3232 | 11.2471 | 9.2153 | 15.82 | 28.699 | 32.1597 | Vineland (H D 9 | 17 | 17 | 17 | 17 | 17 | 17 | 17
Vineland (H D 10 | 1907.8136 | 2151.1882 | 2251.8833 | 2226.8372 | 2551.0447 | 2867.4207 | 2998.8728 | Vineland (H D 10 | 176.7471 | 191.1618 | 203.3471 | 202.1402 | 229.7137 | 256.1279 | 263.8671 | Vineland (H D 10 | 106.275 | 112.3581 | 117.0045 | 113.862 | 126.6703 | 138.2631 | 139.4429 | Vineland (H D 10 | 23 | 23 | 23 | 23 | 23 | 23 | 23
Vineland (W S 1 | 164.9822 | 280.7934 | 270.2552 | 259.4245 | 696.0406 | 1138.5948 | 1093.6848 | Vineland (W S 1 | 7.4703 | 12.4712 | 11.9029 | 11.6397 | 30.2499 | 49.4995 | 47.4014 | Vineland (W S 1 | 3.2512 | 5.3056 | 4.9573 | 4.7456 | 12.0736 | 19.3408 | 18.1312 | Vineland (W S 1 | 32 | 32 | 32 | 32 | 32 | 32 | 32
VT YANKEE Join 1 | 17697.6934 | 17891.6172 | 18014.1016 | 0 | 0 | 0 | 0 | VT YANKEE Join 1 | 7614.5981 | 7815.2617 | 7988.5923 | 0 | 0 | 0 | 0 | VT YANKEE Join 1 | 3394.8093 | 3405.9343 | 3408.197 | 0 | 0 | 0 | 0 | VT YANKEE Join 1 | 530.6 | 530.6 | 530.6 | 0 | 0 | 0 | 0
W Babylon GT 4 | 96.5853 | 170.2458 | 71.1737 | 216.1303 | 379.1538 | 316.8146 | 276.6339 | W Babylon GT 4 | 6.5361 | 11.4625 | 4.8158 | 14.9509 | 26.2421 | 21.6732 | 18.9177 | W Babylon GT 4 | 1.457 | 2.4977 | 1.0273 | 3.1221 | 5.3647 | 4.3374 | 3.7063 | W Babylon GT 4 | 64 | 64 | 64 | 64 | 64 | 64 | 64
W F WYMAN 3 | 17893.668 | 16382.8018 | 12313.1152 | 11657.2656 | 8795.2871 | 8346.8857 | 8013.6904 | W F WYMAN 3 | 304.746 | 256.5303 | 183.0934 | 168.1758 | 120.7538 | 113.0746 | 107.4675 | W F WYMAN 3 | 693.3259 | 570.509 | 398.6191 | 358.435 | 251.9472 | 230.9594 | 214.8866 | W F WYMAN 3 | 119 | 119 | 119 | 119 | 119 | 119 | 119
W F WYMAN C1 | 11135.6182 | 4809.2856 | 2723.1785 | 2641.1917 | 2358.8713 | 2211.5574 | 2162.4412 | W F WYMAN C1 | 165.1101 | 62.6966 | 33.2422 | 30.1081 | 26.1463 | 23.5071 | 23.2923 | W F WYMAN C1 | 375.2501 | 142.4922 | 72.2657 | 65.4523 | 54.4716 | 47.9736 | 46.5847 | W F WYMAN C1 | 107 | 107 | 107 | 107 | 107 | 107 | 107
W F WYMAN Joi 4 | 90006.75 | 65810.2578 | 40529.5742 | 39157.6484 | 30651.6445 | 29035.0469 | 30610.0664 | W F WYMAN Joi 4 | 1396.1711 | 934.7238 | 540.0811 | 504.9513 | 378.0629 | 351.5635 | 367.6569 | W F WYMAN Joi 4 | 3176.4211 | 2078.7729 | 1175.8292 | 1076.2091 | 788.8108 | 718.0821 | 735.1476 | W F WYMAN Joi 4 | 598.6 | 598.6 | 598.6 | 598.6 | 598.6 | 598.6 | 598.6
W G Thompson 1 | 242.1296 | 245.9863 | 250.1324 | 254.0292 | 258.6223 | 263.8349 | 269.5964 | W G Thompson 1 | 6.3071 | 6.4665 | 6.6094 | 6.7476 | 6.8964 | 7.0408 | 7.1922 | W G Thompson 1 | 5.6238 | 5.6363 | 5.6396 | 5.6363 | 5.6394 | 5.6363 | 5.6363 | W G Thompson 1 | 0.7 | 0.7 | 0.7 | 0.7 | 0.7 | 0.7 | 0.7
WADING R C1 | 330.8206 | 549.7496 | 270.2691 | 691.3807 | 1209.3602 | 1161.925 | 1025.7537 | WADING R C1 | 27.6447 | 46.1136 | 22.5071 | 59.0001 | 103.9147 | 98.7396 | 87.7012 | WADING R C1 | 6.1845 | 10.0905 | 4.8195 | 12.369 | 21.294 | 19.7085 | 17.0625 | WADING R C1 | 314.1 | 314.1 | 314.1 | 314.1 | 314.1 | 314.1 | 314.1
Wallingford Re 1 | 1446.9408 | 1483.481 | 1516.6638 | 1548.5188 | 1581.8079 | 1616.7014 | 1649.6273 | Wallingford Re 1 | 92.7636 | 95.1062 | 97.2336 | 99.2757 | 101.4101 | 103.647 | 105.758 | Wallingford Re 1 | 54.0611 | 54.1802 | 54.2262 | 54.1998 | 54.1998 | 54.2294 | 54.1692 | Wallingford Re 1 | 6.9 | 6.9 | 6.9 | 6.9 | 6.9 | 6.9 | 6.9
Warren 3 | 0 | 0 | 0 | 0 | 162.2225 | 363.5975 | 557.0624 | Warren 3 | 0 | 0 | 0 | 0 | 12.7807 | 28.4217 | 43.7065 | Warren 3 | 0 | 0 | 0 | 0 | 2.6781 | 5.8302 | 8.7769 | Warren 3 | 79 | 79 | 79 | 79 | 79 | 79 | 79
Warren C1 | 6948.4258 | 0 | 0 | 0 | 0 | 0 | 0 | Warren C1 | 700.4205 | 0 | 0 | 0 | 0 | 0 | 0 | Warren C1 | 409.6026 | 0 | 0 | 0 | 0 | 0 | 0 | Warren C1 | 82 | 0 | 0 | 0 | 0 | 0 | 0
Warren Co RR 1 | 39.1332 | 51.8629 | 68.6228 | 44.8828 | 117.5621 | 232.5922 | 230.3539 | Warren Co RR 1 | 1.5277 | 2.0878 | 2.772 | 1.8768 | 4.7966 | 9.4407 | 9.3277 | Warren Co RR 1 | 0.9186 | 1.2271 | 1.595 | 1.0571 | 2.645 | 5.0963 | 4.9293 | Warren Co RR 1 | 10 | 10 | 10 | 10 | 10 | 10 | 10
WASTE MANAGEME 1 | 15.2147 | 18.1995 | 19.1214 | 27.9143 | 27.8974 | 22.9845 | 30.7665 | WASTE MANAGEME 1 | 2.5756 | 3.0809 | 3.2369 | 4.7254 | 4.7226 | 3.8909 | 5.2083 | WASTE MANAGEME 1 | 0.5685 | 0.6647 | 0.6837 | 0.977 | 0.9559 | 0.771 | 1.0103 | WASTE MANAGEME 1 | 1.6 | 1.6 | 1.6 | 1.6 | 1.6 | 1.6 | 1.6
Waste Mgmt (Ne 1 | 544.3737 | 558.1195 | 426.9226 | 0 | 0 | 0 | 0 | Waste Mgmt (Ne 1 | 91.6976 | 94.0132 | 71.9135 | 0 | 0 | 0 | 0 | Waste Mgmt (Ne 1 | 20.339 | 20.3838 | 15.264 | 0 | 0 | 0 | 0 | Waste Mgmt (Ne 1 | 2.6 | 2.6 | 2.6 | 0 | 0 | 0 | 0
WATERS RIVER 1 | 23.2593 | 4.1338 | 0.4436 | 5.0385 | 0 | 4.3131 | 0.3566 | WATERS RIVER 1 | 0.5754 | 0.1115 | 0.0136 | 0.2044 | 0 | 0.1369 | 0.0153 | WATERS RIVER 1 | 0.1833 | 0.0347 | 0.0041 | 0.061 | 0 | 0.0391 | 0.0043 | WATERS RIVER 1 | 20 | 20 | 20 | 20 | 20 | 20 | 20
WATERS RIVER 2 | 844.3996 | 528.1942 | 475.2905 | 612.4169 | 598.0385 | 715.9945 | 560.0116 | WATERS RIVER 2 | 56.5311 | 33.7458 | 30.4763 | 41.2291 | 39.8946 | 48.733 | 37.0328 | WATERS RIVER 2 | 18.0059 | 10.5068 | 9.2891 | 12.3021 | 11.6534 | 13.9355 | 10.3668 | WATERS RIVER 2 | 45.9 | 45.9 | 45.9 | 45.9 | 45.9 | 45.9 | 45.9
WATERSIDE 6 | 427.3615 | 618.0844 | 755.3558 | 1400.9091 | 1489.649 | 871.9838 | 886.423 | WATERSIDE 6 | 27.6438 | 38.8578 | 52.103 | 94.0469 | 103.4508 | 54.6852 | 60.3679 | WATERSIDE 6 | 12.3244 | 16.9344 | 22.2289 | 39.279 | 42.2972 | 21.8882 | 23.6541 | WATERSIDE 6 | 69 | 69 | 69 | 69 | 69 | 69 | 69
WATERSIDE C8 | 405.8612 | 817.4055 | 1685.2146 | 2096.5239 | 2316.7676 | 1867.2627 | 1963.3574 | WATERSIDE C8 | 20.9084 | 46.1702 | 112.5137 | 131.4817 | 160.2605 | 121.3942 | 139.4532 | WATERSIDE C8 | 9.3759 | 20.3393 | 48.4973 | 55.4775 | 65.9508 | 48.7527 | 54.4739 | WATERSIDE C8 | 94 | 94 | 94 | 94 | 94 | 94 | 94
Wayne 1 | 0 | 0 | 0 | 0 | 156.0719 | 279.7931 | 394.2261 | Wayne 1 | 0 | 0 | 0 | 0 | 12.2954 | 21.785 | 30.5038 | Wayne 1 | 0 | 0 | 0 | 0 | 2.5764 | 4.4688 | 6.1256 | Wayne 1 | 76 | 76 | 76 | 76 | 76 | 76 | 76
Werner C C1 | 2156.2539 | 3361.3538 | 3509.3816 | 3019.0247 | 8430.2969 | 14851.7168 | 15359.0449 | Werner C C1 | 136.7618 | 208.8227 | 218.1306 | 189.6376 | 518.9012 | 913.7577 | 949.0256 | Werner C C1 | 30.733 | 45.8951 | 46.9098 | 39.9237 | 106.7698 | 183.4855 | 185.7193 | Werner C C1 | 292 | 292 | 292 | 292 | 292 | 292 | 292
West 1 | 131.8483 | 197.326 | 203.8694 | 170.9658 | 491.8936 | 910.1832 | 933.1416 | West 1 | 8.6814 | 12.7857 | 13.2692 | 11.2466 | 31.5998 | 58.0471 | 59.4809 | West 1 | 1.9836 | 2.8557 | 2.9013 | 2.4073 | 6.6215 | 11.9073 | 11.9446 | West 1 | 19 | 19 | 19 | 19 | 19 | 19 | 19
West Shore C1 | 209.186 | 319.6113 | 132.917 | 153.3776 | 360.4373 | 354.3359 | 622.8109 | West Shore C1 | 15.6275 | 23.0303 | 9.7092 | 10.9953 | 25.6316 | 26.157 | 45.3553 | West Shore C1 | 3.5118 | 5.0616 | 2.088 | 2.3148 | 5.274 | 5.2524 | 8.8758 | West Shore C1 | 36 | 36 | 36 | 36 | 36 | 36 | 36
WEST SPRINGFI 10 | 27.8366 | 5.0536 | 1.4436 | 5.3688 | 3.2591 | 8.5101 | 3.4237 | WEST SPRINGFI 10 | 1.6958 | 0.2955 | 0.0839 | 0.3093 | 0.1805 | 0.4706 | 0.1873 | WEST SPRINGFI 10 | 0.5401 | 0.092 | 0.0256 | 0.0923 | 0.0527 | 0.1346 | 0.0524 | WEST SPRINGFI 10 | 19 | 19 | 19 | 19 | 19 | 19 | 19
WEST SPRINGFIE 3 | 5054.4204 | 2744.8691 | 2168.0745 | 2671.3459 | 2705.0911 | 3241.2432 | 3113.1321 | WEST SPRINGFIE 3 | 69.6527 | 34.9279 | 26.6076 | 34.2227 | 34.5678 | 41.2551 | 40.276 | WEST SPRINGFIE 3 | 158.4664 | 77.6776 | 57.9285 | 72.9393 | 72.1242 | 84.2651 | 80.5338 | WEST SPRINGFIE 3 | 107 | 107 | 107 | 107 | 107 | 107 | 107
WEST TISBURY D 1 | 7.2727 | 1.219 | 0.1985 | 3.1827 | 0.2302 | 2.3174 | 0.2279 | WEST TISBURY D 1 | 0.5272 | 0.083 | 0.0136 | 0.2193 | 0.0152 | 0.1519 | 0.0153 | WEST TISBURY D 1 | 0.1679 | 0.0259 | 0.0041 | 0.0654 | 0.0044 | 0.0434 | 0.0043 | WEST TISBURY D 1 | 5.5 | 5.5 | 5.5 | 5.5 | 5.5 | 5.5 | 5.5
West Windsor P 1 | 39168.7148 | 39791.3867 | 40465.0938 | 41095.7188 | 41839.5117 | 42680.4844 | 43611.7852 | West Windsor P 1 | 1019.009 | 1044.7454 | 1067.9296 | 1090.271 | 1114.3646 | 1137.6569 | 1162.1165 | West Windsor P 1 | 908.6077 | 910.6115 | 911.2278 | 910.7109 | 911.2446 | 910.7109 | 910.7109 | West Windsor P 1 | 115 | 115 | 115 | 115 | 115 | 115 | 115
Westbrook Gree 1 | 553.4389 | 562.2542 | 571.7307 | 580.6389 | 591.1362 | 603.0514 | 616.2208 | Westbrook Gree 1 | 14.4163 | 14.7807 | 15.1073 | 15.4231 | 15.7633 | 16.0934 | 16.4394 | Westbrook Gree 1 | 12.8544 | 12.883 | 12.8905 | 12.883 | 12.8901 | 12.883 | 12.883 | Westbrook Gree 1 | 1.6 | 1.6 | 1.6 | 1.6 | 1.6 | 1.6 | 1.6
Westport 5 | 788.199 | 1254.3625 | 612.5439 | 525.3202 | 1057.6949 | 1097.478 | 2392.5671 | Westport 5 | 64.4149 | 105.4344 | 50.7286 | 43.9741 | 88.2216 | 93.6828 | 199.0279 | Westport 5 | 14.718 | 23.5488 | 11.0918 | 9.4125 | 18.4861 | 19.2173 | 39.9677 | Westport 5 | 132 | 132 | 132 | 132 | 132 | 132 | 132
Westwood 1 | 2839.3269 | 2861.4326 | 3005.9917 | 3148.3936 | 3513.9128 | 3822.8262 | 3959.6768 | Westwood 1 | 293.4085 | 291.3633 | 318.0062 | 336.431 | 374.426 | 408.3817 | 422.5873 | Westwood 1 | 176.4214 | 171.2529 | 182.9786 | 189.5057 | 206.4686 | 220.4529 | 223.32 | Westwood 1 | 30 | 30 | 30 | 30 | 30 | 30 | 30
Wheelabrator M 1 | 8751.2305 | 8972.4297 | 9175.0947 | 9367.5273 | 9568.9268 | 9779.8594 | 9979.332 | Wheelabrator M 1 | 561.0436 | 575.2234 | 588.2162 | 600.5541 | 613.4659 | 626.9888 | 639.7766 | Wheelabrator M 1 | 326.9667 | 327.6935 | 328.0424 | 327.8738 | 327.8738 | 328.0482 | 327.6935 | Wheelabrator M 1 | 40.7 | 40.7 | 40.7 | 40.7 | 40.7 | 40.7 | 40.7
Wheelabrator/F 1 | 405.0634 | 445.7106 | 617.363 | 442.4109 | 827.1277 | 1181.8599 | 1200.0182 | Wheelabrator/F 1 | 18.9445 | 20.8455 | 28.8736 | 20.6912 | 38.6841 | 55.2747 | 56.1239 | Wheelabrator/F 1 | 11.391 | 12.2523 | 16.6137 | 11.655 | 21.3315 | 29.8384 | 29.6592 | Wheelabrator/F 1 | 42 | 42 | 42 | 42 | 42 | 42 | 42
WHITE LAKE JET 1 | 19.6313 | 5.4758 | 1.0013 | 6.3125 | 2.255 | 6.8206 | 2.6407 | WHITE LAKE JET 1 | 1.155 | 0.3083 | 0.0553 | 0.3524 | 0.1203 | 0.3647 | 0.1408 | WHITE LAKE JET 1 | 0.3679 | 0.096 | 0.0169 | 0.1051 | 0.0351 | 0.1043 | 0.0394 | WHITE LAKE JET 1 | 22.2 | 22.2 | 22.2 | 22.2 | 22.2 | 22.2 | 22.2
White River 1 | 1128.9072 | 1157.4364 | 1183.016 | 1207.7454 | 1234.3861 | 1260.236 | 1287.3309 | White River 1 | 45.0509 | 46.1895 | 47.2102 | 48.197 | 49.2603 | 50.2918 | 51.373 | White River 1 | 40.17 | 40.2593 | 40.2829 | 40.2593 | 40.2814 | 40.2593 | 40.2593 | White River 1 | 5 | 5 | 5 | 5 | 5 | 5 | 5
Whitefield Pow 1 | 2884.1724 | 2957.0623 | 3023.8586 | 3087.2852 | 3153.6633 | 3223.1731 | 3013.946 | Whitefield Pow 1 | 190.2311 | 195.0389 | 199.4444 | 203.6277 | 208.0057 | 212.5909 | 198.7905 | Whitefield Pow 1 | 110.8635 | 111.1099 | 111.2282 | 111.171 | 111.171 | 111.2301 | 101.8205 | Whitefield Pow 1 | 13.8 | 13.8 | 13.8 | 13.8 | 13.8 | 13.8 | 13.8
WILKINS STRE C1 | 15.6865 | 3.1884 | 0.1919 | 6.1543 | 0.4451 | 4.0315 | 0.4407 | WILKINS STRE C1 | 1.164 | 0.2208 | 0.0135 | 0.4344 | 0.0301 | 0.2722 | 0.0307 | WILKINS STRE C1 | 0.3731 | 0.0694 | 0.0041 | 0.1309 | 0.0089 | 0.078 | 0.0086 | WILKINS STRE C1 | 5 | 5 | 5 | 5 | 5 | 5 | 5
Williamsport C1 | 264.5052 | 321.275 | 168.5518 | 161.846 | 324.6904 | 415.0919 | 709.8803 | Williamsport C1 | 19.0157 | 22.3096 | 11.7347 | 11.2604 | 22.4824 | 29.369 | 49.801 | Williamsport C1 | 4.2732 | 4.9032 | 2.5236 | 2.3706 | 4.626 | 5.8974 | 9.7458 | Williamsport C1 | 36 | 36 | 36 | 36 | 36 | 36 | 36
WOODLAND ROAD 10 | 18.2839 | 4.6447 | 0.9929 | 6.532 | 1.9618 | 7.0463 | 2.5874 | WOODLAND ROAD 10 | 1.0851 | 0.2657 | 0.0553 | 0.3667 | 0.1056 | 0.3802 | 0.1403 | WOODLAND ROAD 10 | 0.3456 | 0.0827 | 0.0169 | 0.1094 | 0.0309 | 0.1087 | 0.0393 | WOODLAND ROAD 10 | 20.4 | 20.4 | 20.4 | 20.4 | 20.4 | 20.4 | 20.4
YAPHANK 1 | 22.2578 | 25.8606 | 19.6992 | 30.8522 | 32.9931 | 25.4851 | 34.213 | YAPHANK 1 | 3.7679 | 4.3778 | 3.3348 | 5.2228 | 5.5852 | 4.3142 | 5.7917 | YAPHANK 1 | 0.8316 | 0.9445 | 0.7043 | 1.0799 | 1.1305 | 0.8549 | 1.1235 | YAPHANK 1 | 1.4 | 1.4 | 1.4 | 1.4 | 1.4 | 1.4 | 1.4
Yards Creek A | 0 | 0 | 0 | 0 | 0 | 0 | 0 | Yards Creek A | 0 | 0 | 0 | 0 | 0 | 0 | 0 | Yards Creek A | 127.5748 | 121.3974 | 113.7973 | 117.1265 | 110.1087 | 131.9586 | 135.8053 | Yards Creek A | 200.1 | 200.1 | 200.1 | 200.1 | 200.1 | 200.1 | 200.1
Yards Creek B | 0 | 0 | 0 | 0 | 0 | 0 | 0 | Yards Creek B | 0 | 0 | 0 | 0 | 0 | 0 | 0 | Yards Creek B | 123.228 | 110.0636 | 105.9501 | 106.2204 | 105.7766 | 122.3577 | 130.5906 | Yards Creek B | 200.1 | 200.1 | 200.1 | 200.1 | 200.1 | 200.1 | 200.1
York County RR 1 | 204.0633 | 202.269 | 194.9305 | 179.5185 | 277.8047 | 279.8307 | 289.4931 | York County RR 1 | 9.5439 | 9.46 | 9.1167 | 8.3959 | 12.9927 | 13.0875 | 13.5394 | York County RR 1 | 5.7386 | 5.5602 | 5.2457 | 4.7293 | 7.1645 | 7.0649 | 7.155 | York County RR 1 | 30 | 30 | 30 | 30 | 30 | 30 | 30
York Warebasse 7 | 2953.9932 | 3308.2051 | 3409.469 | 3552.2729 | 3661.5911 | 3693.7815 | 3884.1838 | York Warebasse 7 | 151.7216 | 171.7696 | 178.8722 | 187.2008 | 193.7498 | 196.1901 | 204.7736 | York Warebasse 7 | 135.2838 | 149.7163 | 152.6255 | 156.3701 | 158.4341 | 157.053 | 160.4741 | York Warebasse 7 | 21 | 21 | 21 | 21 | 21 | 21 | 21
Z_NEPCC_2002A 0 | 0 | 0 | 0 | 46826.5391 | 48087.2578 | 48718.0977 | 50566.4727 | Z_NEPCC_2002A 0 | 0 | 0 | 0 | 5102.9663 | 5291.9448 | 5392.4639 | 5571.5571 | Z_NEPCC_2002A 0 | 0 | 0 | 0 | 1986.0548 | 2016.2552 | 2011.3099 | 2034.3707 | Z_NEPCC_2002A 0 | 0 | 0 | 0 | 265 | 265 | 265 | 265
Z_NEPCC_2003A 0 | 0 | 0 | 0 | 0 | 48564.6172 | 49041.4414 | 50645.5352 | Z_NEPCC_2003A 0 | 0 | 0 | 0 | 0 | 5344.4399 | 5408.3506 | 5570.1753 | Z_NEPCC_2003A 0 | 0 | 0 | 0 | 0 | 2036.2557 | 2017.2357 | 2033.8658 | Z_NEPCC_2003A 0 | 0 | 0 | 0 | 0 | 265 | 265 | 265
Z_NEPCC_2003B 0 | 0 | 0 | 0 | 0 | 48210.25 | 47800.2188 | 49606.3359 | Z_NEPCC_2003B 0 | 0 | 0 | 0 | 0 | 5290.9775 | 5280.2241 | 5469.7017 | Z_NEPCC_2003B 0 | 0 | 0 | 0 | 0 | 2015.8868 | 1969.446 | 1997.1793 | Z_NEPCC_2003B 0 | 0 | 0 | 0 | 0 | 265 | 265 | 265
Z_NEPCC_2003C 0 | 0 | 0 | 0 | 0 | 47801.6328 | 47436.918 | 49781.0703 | Z_NEPCC_2003C 0 | 0 | 0 | 0 | 0 | 5254.1338 | 5234.0796 | 5484.6108 | Z_NEPCC_2003C 0 | 0 | 0 | 0 | 0 | 2001.849 | 1952.2354 | 2002.623 | Z_NEPCC_2003C 0 | 0 | 0 | 0 | 0 | 265 | 265 | 265
Z_NEPCC_2005A 0 | 0 | 0 | 0 | 0 | 0 | 0 | 48429.8711 | Z_NEPCC_2005A 0 | 0 | 0 | 0 | 0 | 0 | 0 | 5328.8062 | Z_NEPCC_2005A 0 | 0 | 0 | 0 | 0 | 0 | 0 | 1945.7335 | Z_NEPCC_2005A 0 | 0 | 0 | 0 | 0 | 0 | 0 | 265
Z_NEPCC_2005B 0 | 0 | 0 | 0 | 0 | 0 | 0 | 48164.5508 | Z_NEPCC_2005B 0 | 0 | 0 | 0 | 0 | 0 | 0 | 5291.4497 | Z_NEPCC_2005B 0 | 0 | 0 | 0 | 0 | 0 | 0 | 1932.0931 | Z_NEPCC_2005B 0 | 0 | 0 | 0 | 0 | 0 | 0 | 265
Z_NYECC_2005A 0 | 0 | 0 | 0 | 0 | 0 | 0 | 85603.0313 | Z_NYECC_2005A 0 | 0 | 0 | 0 | 0 | 0 | 0 | 7744.1274 | Z_NYECC_2005A 0 | 0 | 0 | 0 | 0 | 0 | 0 | 3716.3425 | Z_NYECC_2005A 0 | 0 | 0 | 0 | 0 | 0 | 0 | 520
Z_NYWCC_2005A 0 | 0 | 0 | 0 | 0 | 0 | 0 | 86601.1172 | Z_NYWCC_2005A 0 | 0 | 0 | 0 | 0 | 0 | 0 | 7760.0322 | Z_NYWCC_2005A 0 | 0 | 0 | 0 | 0 | 0 | 0 | 3723.9744 | Z_NYWCC_2005A 0 | 0 | 0 | 0 | 0 | 0 | 0 | 520
Z_NYWCC_2005B 0 | 0 | 0 | 0 | 0 | 0 | 0 | 86985.5 | Z_NYWCC_2005B 0 | 0 | 0 | 0 | 0 | 0 | 0 | 7795.1538 | Z_NYWCC_2005B 0 | 0 | 0 | 0 | 0 | 0 | 0 | 3740.8291 | Z_NYWCC_2005B 0 | 0 | 0 | 0 | 0 | 0 | 0 | 520
Z_NYWCC_2005C 0 | 0 | 0 | 0 | 0 | 0 | 0 | 85645.5938 | Z_NYWCC_2005C 0 | 0 | 0 | 0 | 0 | 0 | 0 | 7688.8774 | Z_NYWCC_2005C 0 | 0 | 0 | 0 | 0 | 0 | 0 | 3689.8279 | Z_NYWCC_2005C 0 | 0 | 0 | 0 | 0 | 0 | 0 | 520
Z_PJCCC_2003A 0 | 0 | 0 | 0 | 0 | 58832.6211 | 64305.7266 | 67926.1953 | Z_PJCCC_2003A 0 | 0 | 0 | 0 | 0 | 4981.5977 | 5472.7852 | 5761.8408 | Z_PJCCC_2003A 0 | 0 | 0 | 0 | 0 | 2494.5291 | 2682.8101 | 2765.0593 | Z_PJCCC_2003A 0 | 0 | 0 | 0 | 0 | 520 | 520 | 520
Z_PJCCC_2004A 0 | 0 | 0 | 0 | 0 | 0 | 63489.2891 | 67403.1484 | Z_PJCCC_2004A 0 | 0 | 0 | 0 | 0 | 0 | 5400.875 | 5717.0732 | Z_PJCCC_2004A 0 | 0 | 0 | 0 | 0 | 0 | 2647.5591 | 2743.5759 | Z_PJCCC_2004A 0 | 0 | 0 | 0 | 0 | 0 | 520 | 520
Z_PJECC_2002A 0 | 0 | 0 | 0 | 52328.6992 | 65386.7695 | 75426.7109 | 80659.3047 | Z_PJECC_2002A 0 | 0 | 0 | 0 | 4416.8901 | 5552.5864 | 6437.9321 | 6857.4048 | Z_PJECC_2002A 0 | 0 | 0 | 0 | 2259.3054 | 2780.4514 | 3155.9341 | 3290.8115 | Z_PJECC_2002A 0 | 0 | 0 | 0 | 520 | 520 | 520 | 520
Z_PJECC_2002B 0 | 0 | 0 | 0 | 49119.0547 | 61763.7734 | 72951.9531 | 79424.7969 | Z_PJECC_2002B 0 | 0 | 0 | 0 | 4144.5654 | 5240.8169 | 6239.2744 | 6753.5234 | Z_PJECC_2002B 0 | 0 | 0 | 0 | 2120.0071 | 2624.3328 | 3058.5503 | 3240.9597 | Z_PJECC_2002B 0 | 0 | 0 | 0 | 520 | 520 | 520 | 520
Z_PJECC_2003A 0 | 0 | 0 | 0 | 0 | 62082.7969 | 71890.8047 | 75342.8047 | Z_PJECC_2003A 0 | 0 | 0 | 0 | 0 | 5280.9634 | 6141.4365 | 6411.6211 | Z_PJECC_2003A 0 | 0 | 0 | 0 | 0 | 2644.4358 | 3010.5889 | 3076.8838 | Z_PJECC_2003A 0 | 0 | 0 | 0 | 0 | 520 | 520 | 520
Z_PJECC_2004A 0 | 0 | 0 | 0 | 0 | 0 | 70368.7031 | 73431.5234 | Z_PJECC_2004A 0 | 0 | 0 | 0 | 0 | 0 | 6006.1182 | 6249.6045 | Z_PJECC_2004A 0 | 0 | 0 | 0 | 0 | 0 | 2944.2551 | 2999.1333 | Z_PJECC_2004A 0 | 0 | 0 | 0 | 0 | 0 | 520 | 520
Z_PJECC_2005A 0 | 0 | 0 | 0 | 0 | 0 | 0 | 74025.6094 | Z_PJECC_2005A 0 | 0 | 0 | 0 | 0 | 0 | 0 | 6295.2295 | Z_PJECC_2005A 0 | 0 | 0 | 0 | 0 | 0 | 0 | 3021.0276 | Z_PJECC_2005A 0 | 0 | 0 | 0 | 0 | 0 | 0 | 520

## Prices Calculated
| Marginal Cost | [6 empty] | Capacity @peakhr(MW)
Instance | Year: 1999 | Year: 2000 | Year: 2001 | Year: 2002 | Year: 2003 | Year: 2004 | Year: 2005 | Instance | Year: 1999 | Year: 2000 | Year: 2001 | Year: 2002 | Year: 2003 | Year: 2004 | Year: 2005
59th St GT 1 | 49.474 | 52.0248 | 52.231 | 53.1583 | 54.935 | 55.8919 | 57.5417 | 59th St GT 1 | 20.2 | 20.2 | 20.2 | 20.2 | 20.2 | 20.2 | 20.2
74th St GT 1 | 65.9358 | 68.969 | 69.6192 | 70.2961 | 73.1928 | 75.039 | 76.9646 | 74th St GT 1 | 20.2 | 20.2 | 20.2 | 20.2 | 20.2 | 20.2 | 20.2
74th St GT 2 | 65.9361 | 69.3104 | 69.7395 | 70.8398 | 73.1966 | 74.4753 | 76.6659 | 74th St GT 2 | 20.2 | 20.2 | 20.2 | 20.2 | 20.2 | 20.2 | 20.2
74TH STREET 11 | 26.7354 | 27.7708 | 28.369 | 28.7492 | 29.0626 | 29.8211 | 30.2594 | 74TH STREET 11 | 24 | 24 | 24 | 24 | 24 | 24 | 24
A L Pierce 1 | 55.2463 | 66.0537 | 70.397 | 73.1801 | 75.2301 | 80.2266 | 81.9305 | A L Pierce 1 | 16 | 16 | 16 | 16 | 16 | 16 | 16
ABB_CC 1 | 0 | 25.4109 | 25.7293 | 26.0834 | 26.4833 | 26.9042 | 27.6074 | ABB_CC 1 | 0 | 272 | 272 | 272 | 272 | 272 | 272
ADIRON RES RE 1 | 36.509 | 37.3475 | 38.1531 | 38.9725 | 39.8119 | 40.6672 | 41.543 | ADIRON RES RE 1 | 12.4 | 12.4 | 12.4 | 12.4 | 12.4 | 12.4 | 12.4
AEI Livermore 1 | 27.7315 | 28.3693 | 28.9792 | 29.6023 | 30.2388 | 30.8888 | 31.553 | AEI Livermore 1 | 36 | 36 | 36 | 36 | 36 | 36 | 36
AES NUG1 8&9 0 | 0 | 36.9765 | 38.5117 | 38.7777 | 39.4275 | 39.9996 | 40.9192 | AES NUG1 8&9 0 | 0 | 0 | 720 | 720 | 720 | 720 | 720
AES Thames 1 | 18.3258 | 18.7308 | 19.1162 | 19.5108 | 19.9129 | 20.3218 | 20.7412 | AES Thames 1 | 181 | 181 | 181 | 181 | 181 | 181 | 181
Agawam Turboex 1 | 31.2733 | 31.9928 | 32.6805 | 33.3831 | 34.1009 | 34.8342 | 35.5832 | Agawam Turboex 1 | 1.5 | 1.5 | 1.5 | 1.5 | 1.5 | 1.5 | 1.5
ALBANY 1 | 30.38 | 32.9888 | 31.5971 | 32.8248 | 32.9455 | 34.3354 | 33.2066 | ALBANY 1 | 100 | 100 | 100 | 100 | 100 | 100 | 100
ALBANY 2 | 34.5193 | 35.5583 | 34.503 | 35.4446 | 34.0868 | 35.927 | 35.1178 | ALBANY 2 | 100.8 | 100.8 | 100.8 | 100.8 | 100.8 | 100.8 | 100.8
ALBANY C3 | 30.8252 | 32.183 | 32.2516 | 33.8087 | 33.4957 | 34.0209 | 33.8841 | ALBANY C3 | 200 | 200 | 200 | 200 | 200 | 200 | 200
ALBANY COGN AS 1 | 29.6912 | 28.0961 | 28.2141 | 29.888 | 29.929 | 30.3546 | 31.658 | ALBANY COGN AS 1 | 26 | 26 | 26 | 26 | 26 | 26 | 26
Allegany Cogen 1 | 26.7543 | 26.4757 | 27.1629 | 27.704 | 28.1095 | 28.7262 | 29.7203 | Allegany Cogen 1 | 55 | 55 | 55 | 55 | 55 | 55 | 55
Allentown C1 | 66.2902 | 70.3084 | 71.0618 | 73.2121 | 75.5526 | 75.5983 | 77.9033 | Allentown C1 | 72 | 72 | 72 | 72 | 72 | 72 | 72
Altresco Joint 1 | 28.3361 | 28.5124 | 29.3574 | 29.6075 | 30.7869 | 31.5941 | 32.3071 | Altresco Joint 1 | 172.2 | 172.2 | 172.2 | 172.2 | 172.2 | 172.2 | 172.2
AMER REF-FUEL 1 | 36.5103 | 37.3503 | 38.1532 | 38.9735 | 39.8114 | 40.6673 | 41.5419 | AMER REF-FUEL 1 | 74 | 74 | 74 | 74 | 74 | 74 | 74
Amity Landfill 1 | 31.7208 | 32.4512 | 33.1462 | 33.8614 | 34.5891 | 35.3293 | 36.0902 | Amity Landfill 1 | 1 | 1 | 1 | 1 | 1 | 1 | 1
Anitec 1 | 27.39 | 27.061 | 27.3719 | 27.9767 | 28.7008 | 29.4159 | 30.6233 | Anitec 1 | 44 | 44 | 44 | 44 | 44 | 44 | 44
ANP_CC 1 | 0 | 0 | 25.7491 | 26.1023 | 26.4929 | 26.9938 | 27.5902 | ANP_CC 1 | 0 | 0 | 550 | 550 | 550 | 550 | 550
APLP Elec Gen 1 | 31.2959 | 32.0156 | 32.704 | 33.4071 | 34.1254 | 34.8591 | 35.6085 | APLP Elec Gen 1 | 2.8 | 2.8 | 2.8 | 2.8 | 2.8 | 2.8 | 2.8
Archbald Power 1 | 17.7571 | 18.4101 | 18.166 | 18.389 | 18.8325 | 19.1932 | 19.6232 | Archbald Power 1 | 18 | 18 | 18 | 18 | 18 | 18 | 18
Arthur Kill 2 | 28.0693 | 28.0862 | 28.3393 | 28.7412 | 29.0314 | 29.7066 | 30.4487 | Arthur Kill 2 | 350 | 350 | 350 | 350 | 350 | 350 | 350
Arthur Kill 3 | 27.0536 | 27.0941 | 27.3297 | 27.7261 | 28.1049 | 28.6538 | 29.3323 | Arthur Kill 3 | 501 | 501 | 501 | 501 | 501 | 501 | 501
Arthur Kill GT 1 | 71.0316 | 74.6716 | 74.9985 | 76.3141 | 78.8581 | 80.1523 | 82.5948 | Arthur Kill GT 1 | 18.2 | 18.2 | 18.2 | 18.2 | 18.2 | 18.2 | 18.2
ASCUTNEY GT 1 | 138.1528 | 107.4773 | 112.0976 | 141.7172 | 121 | 151.6866 | 122.6512 | ASCUTNEY GT 1 | 14.7 | 14.7 | 14.7 | 14.7 | 14.7 | 14.7 | 14.7
ASTORIA 3 | 28.8113 | 29.1599 | 29.4698 | 29.7056 | 30.1762 | 30.9233 | 31.6086 | ASTORIA 3 | 361 | 361 | 361 | 361 | 361 | 361 | 361
ASTORIA C4 | 29.6817 | 30.1697 | 30.4454 | 30.5443 | 31.2382 | 32.0213 | 32.6786 | ASTORIA C4 | 738 | 738 | 738 | 738 | 738 | 738 | 738
Astoria GT 1 | 74.9594 | 77.7059 | 78.5137 | 79.0631 | 81.1044 | 83.2525 | 85.3432 | Astoria GT 1 | 18.2 | 18.2 | 18.2 | 18.2 | 18.2 | 18.2 | 18.2
Astoria GT 2 1 | 55.2461 | 58.0316 | 58.3564 | 59.4239 | 61.2334 | 62.3885 | 64.2194 | Astoria GT 2 1 | 48.7 | 48.7 | 48.7 | 48.7 | 48.7 | 48.7 | 48.7
Astoria GT 2 2 | 55.2461 | 58.0483 | 58.1596 | 59.3942 | 61.2751 | 62.3885 | 64.2194 | Astoria GT 2 2 | 48.7 | 48.7 | 48.7 | 48.7 | 48.7 | 48.7 | 48.7
Astoria GT 2 C3 | 55.2101 | 58.0068 | 58.2841 | 59.3855 | 61.3101 | 62.3731 | 64.2269 | Astoria GT 2 C3 | 97.4 | 97.4 | 97.4 | 97.4 | 97.4 | 97.4 | 97.4
Astoria GT 3 4 | 61.5555 | 63.7201 | 64.6558 | 64.9612 | 66.6964 | 68.4682 | 70.0797 | Astoria GT 3 4 | 47.2 | 47.2 | 47.2 | 47.2 | 47.2 | 47.2 | 47.2
Astoria GT 3 C1 | 55.2109 | 57.9241 | 58.2823 | 59.2579 | 61.2966 | 62.3491 | 64.2263 | Astoria GT 3 C1 | 141.6 | 141.6 | 141.6 | 141.6 | 141.6 | 141.6 | 141.6
Astoria GT 4 C1 | 55.2094 | 57.979 | 58.2813 | 59.265 | 61.3049 | 62.3164 | 64.2212 | Astoria GT 4 C1 | 193.6 | 193.6 | 193.6 | 193.6 | 193.6 | 193.6 | 193.6
Astoria GT C10 | 70.1787 | 71.5542 | 72.5052 | 72.6788 | 73.9436 | 76.9685 | 78.1611 | Astoria GT C10 | 113.6 | 113.6 | 113.6 | 113.6 | 113.6 | 113.6 | 113.6
Astoria GT C5 | 68.2593 | 70.0658 | 71.0094 | 72.2518 | 73.3908 | 75.3159 | 76.8328 | Astoria GT C5 | 67.6 | 67.6 | 67.6 | 67.6 | 67.6 | 67.6 | 67.6
Atikokan 1 | 17.4215 | 17.814 | 18.2868 | 18.6218 | 18.9971 | 19.4233 | 19.7767 | Atikokan 1 | 215 | 215 | 215 | 215 | 215 | 215 | 215
Atlantic Packa 1 | 44.2356 | 44.8503 | 45.5847 | 46.3276 | 47.1432 | 48.1198 | 49.1693 | Atlantic Packa 1 | 55 | 55 | 55 | 55 | 55 | 55 | 55
B HYQB HYQB | 17.1 | 17.5 | 17.9 | 18.3 | 18.7 | 19.1 | 19.7 | B HYQB HYQB | 26.2 | 26.2 | 26.2 | 26.2 | 26.2 | 26.2 | 26.2
B L England 1 | 14.4614 | 14.9815 | 14.8171 | 15.0054 | 15.3655 | 15.6663 | 16.0166 | B L England 1 | 129 | 129 | 129 | 129 | 129 | 129 | 129
B L England 2 | 14.4776 | 14.9938 | 14.827 | 15.0177 | 15.3669 | 15.6623 | 16.0119 | B L England 2 | 155 | 155 | 155 | 155 | 155 | 155 | 155
B L England 3 | 27.6732 | 28.7607 | 29.3717 | 29.7557 | 29.9842 | 30.4779 | 30.9326 | B L England 3 | 160 | 160 | 160 | 160 | 160 | 160 | 160
B L England IC 1 | 43.4543 | 45.5875 | 46.3013 | 46.8215 | 48.4816 | 49.5881 | 50.6653 | B L England IC 1 | 8 | 8 | 8 | 8 | 8 | 8 | 8
B NB-NS NBPC | 34.2 | 35 | 35.7001 | 36.5 | 37.4001 | 38.3001 | 39.3001 | B NB-NS NBPC | 24.9 | 24.9 | 24.9 | 24.9 | 24.9 | 24.9 | 24.9
B NB-NS NSPI | 182.4999 | 186.5002 | 190.6001 | 194.6998 | 199.3002 | 204.2998 | 209.6002 | B NB-NS NSPI | 101.3 | 101.3 | 101.3 | 101.3 | 101.3 | 101.3 | 101.3
B NEPOOL BECO | 0 | 0 | 0 | 0 | 0 | 0 | 0 | B NEPOOL BECO | 0.6 | 0.6 | 0.6 | 0.6 | 0.6 | 0.6 | 0.6
B NEPOOL BHE | 0 | 0 | 0 | 0 | 0 | 0 | 0 | B NEPOOL BHE | 18.4 | 18.4 | 18.4 | 18.4 | 18.4 | 18.4 | 18.4
B NEPOOL CES | 0 | 0 | 0 | 0 | 0 | 0 | 0 | B NEPOOL CES | 15 | 15 | 15 | 15 | 15 | 15 | 15
B NEPOOL CMEEC | 0 | 0 | 0 | 0 | 0 | 0 | 0 | B NEPOOL CMEEC | 3.1 | 3.1 | 3.1 | 3.1 | 3.1 | 3.1 | 3.1
B NEPOOL EUA | 0 | 0 | 0 | 0 | 0 | 0 | 0 | B NEPOOL EUA | 0.6 | 0.6 | 0.6 | 0.6 | 0.6 | 0.6 | 0.6
B NEPOOL FGE | 0 | 0 | 0 | 0 | 0 | 0 | 0 | B NEPOOL FGE | 4.3 | 4.3 | 4.3 | 4.3 | 4.3 | 4.3 | 4.3
B NEPOOL HGE | 0 | 0 | 0 | 0 | 0 | 0 | 0 | B NEPOOL HGE | 0.5 | 0.5 | 0.5 | 0.5 | 0.5 | 0.5 | 0.5
B NEPOOL MMWEC | 0 | 0 | 0 | 0 | 0 | 0 | 0 | B NEPOOL MMWEC | 13.2 | 13.2 | 13.2 | 13.2 | 13.2 | 13.2 | 13.2
B NEPOOL NEP | 0 | 0 | 0 | 0 | 0 | 0 | 0 | B NEPOOL NEP | 59.4 | 59.4 | 59.4 | 59.4 | 59.4 | 59.4 | 59.4
B NEPOOL NU | 0 | 0 | 0 | 0 | 0 | 0 | 0 | B NEPOOL NU | 80.6 | 80.6 | 80.6 | 80.6 | 80.6 | 80.6 | 80.6
B NYPP-E CEHG | 0 | 0 | 0 | 0 | 0 | 0 | 0 | B NYPP-E CEHG | 21.1 | 21.1 | 21.1 | 21.1 | 21.1 | 21.1 | 21.1
B NYPP-E ORRU | 0 | 0 | 0 | 0 | 0 | 0 | 0 | B NYPP-E ORRU | 18.8 | 18.8 | 18.8 | 18.8 | 18.8 | 18.8 | 18.8
B NYPP-W NEYE | 0 | 0 | 0 | 0 | 0 | 0 | 0 | B NYPP-W NEYE | 9.6 | 9.6 | 9.6 | 9.6 | 9.6 | 9.6 | 9.6
B NYPP-W NIMP | 0 | 0 | 0 | 0 | 0 | 0 | 0 | B NYPP-W NIMP | 37.4 | 37.4 | 37.4 | 37.4 | 37.4 | 37.4 | 37.4
B NYPP-W POAS | 0 | 0 | 0 | 0 | 0 | 0 | 0 | B NYPP-W POAS | 18.3 | 18.3 | 18.3 | 18.3 | 18.3 | 18.3 | 18.3
B NYPP-W ROGE | 0 | 0 | 0 | 0 | 0 | 0 | 0 | B NYPP-W ROGE | 5.6 | 5.6 | 5.6 | 5.6 | 5.6 | 5.6 | 5.6
B PJM-Ce METED | 0 | 0 | 0 | 0 | 0 | 0 | 0 | B PJM-Ce METED | 21 | 21 | 21 | 21 | 21 | 21 | 21
B PJM-Ea PSE&G | 0 | 0 | 0 | 0 | 0 | 0 | 0 | B PJM-Ea PSE&G | 10 | 10 | 10 | 10 | 10 | 10 | 10
B PJM-We PENLEC | 0 | 0 | 0 | 0 | 0 | 0 | 0 | B PJM-We PENLEC | 14.5 | 14.5 | 14.5 | 14.5 | 14.5 | 14.5 | 14.5
B Raystown 1 | 0 | 0 | 0 | 0 | 0 | 0 | 0 | B Raystown 1 | 9.1 | 9.1 | 9.1 | 9.1 | 9.1 | 9.1 | 9.1
Babylon NUG 1 | 98.7 | 87.6789 | 57.9289 | 71.829 | 67.1495 | 64.6426 | 59.5139 | Babylon NUG 1 | 14.4 | 14.4 | 14.4 | 14.4 | 14.4 | 14.4 | 14.4
BANGOR DIESELS 1 | 46.9274 | 50.9568 | 51.9512 | 52.2492 | 56.0227 | 57.1498 | 56.814 | BANGOR DIESELS 1 | 17.2 | 17.2 | 17.2 | 17.2 | 17.2 | 17.2 | 17.2
Barrett 1 | 27.1547 | 29.361 | 28.6624 | 29.9293 | 29.9068 | 31.0616 | 30.6797 | Barrett 1 | 177 | 177 | 177 | 177 | 177 | 177 | 177
Barrett 2 | 28.2283 | 29.3356 | 29.8372 | 30.5793 | 30.6816 | 31.1056 | 31.1704 | Barrett 2 | 194 | 194 | 194 | 194 | 194 | 194 | 194
BARRETT GT B C10 | 50.109 | 50.0877 | 49.2453 | 51.3476 | 50.7545 | 52.0862 | 52.9893 | BARRETT GT B C10 | 202 | 202 | 202 | 202 | 202 | 202 | 202
BARRETT GT C1 | 56.3489 | 56.4019 | 55.5893 | 55.7296 | 56.044 | 57.8229 | 59.1918 | BARRETT GT C1 | 154.4 | 154.4 | 154.4 | 154.4 | 154.4 | 154.4 | 154.4
Barton Dsl 1-4 1 | 49.3196 | 53.7076 | 55.0244 | 55.0884 | 59.25 | 60.4562 | 60.1395 | Barton Dsl 1-4 1 | 1.5 | 1.5 | 1.5 | 1.5 | 1.5 | 1.5 | 1.5
Bayonne C1 | 67.075 | 69.8196 | 71.4417 | 72.0613 | 75.1335 | 76.7718 | 78.4366 | Bayonne C1 | 48 | 48 | 48 | 48 | 48 | 48 | 48
Bayview 1-6 1 | 45.2418 | 47.3522 | 48.1802 | 48.5924 | 50.4549 | 51.5208 | 52.6567 | Bayview 1-6 1 | 12 | 12 | 12 | 12 | 12 | 12 | 12
BE_CC 1 | 0 | 25.4343 | 25.7414 | 26.1046 | 26.493 | 26.9819 | 27.635 | BE_CC 1 | 0 | 520 | 520 | 520 | 520 | 520 | 520
Bear Swamp | 0 | 0 | 0 | 0 | 0 | 0 | 0 | Bear Swamp | 573 | 573 | 573 | 573 | 573 | 573 | 573
Beare Road 1 | 27.137 | 27.7612 | 28.358 | 28.9677 | 29.5906 | 30.2267 | 30.8766 | Beare Road 1 | 5 | 5 | 5 | 5 | 5 | 5 | 5
Becancour GT C1 | 0 | 0 | 57.9519 | 0 | 0 | 0 | 0 | Becancour GT C1 | 431.2 | 431.2 | 431.2 | 431.2 | 431.2 | 431.2 | 431.2
BEEBEE 12 | 17.4845 | 17.9083 | 17.5445 | 17.8154 | 18.3074 | 18.6897 | 19.1057 | BEEBEE 12 | 80 | 80 | 80 | 80 | 80 | 80 | 80
BEEBEE GT 1 | 55.9874 | 0 | 55.4415 | 62.9914 | 61.89 | 61.2751 | 64.327 | BEEBEE GT 1 | 18 | 18 | 18 | 18 | 18 | 18 | 18
Belledune 2 | 17.0062 | 17.3823 | 17.7408 | 18.1067 | 18.48 | 18.8608 | 19.2492 | Belledune 2 | 453.2 | 453.2 | 453.2 | 453.2 | 453.2 | 453.2 | 453.2
Benning C15 | 31.8578 | 32.9131 | 33.4367 | 33.7392 | 33.9194 | 34.4023 | 34.7909 | Benning C15 | 550 | 550 | 550 | 550 | 550 | 550 | 550
Bergen 3 | 57.0153 | 46.8071 | 49.639 | 52.5872 | 48.5282 | 47.1288 | 47.6624 | Bergen 3 | 24 | 24 | 24 | 24 | 24 | 24 | 24
Bergen CC 1 | 29.6026 | 29.1961 | 29.5012 | 29.5591 | 29.791 | 30.5025 | 31.0406 | Bergen CC 1 | 639 | 639 | 639 | 639 | 639 | 639 | 639
Berlin JT 1 | 298.3154 | 151.5988 | 102.2635 | 202.9761 | 114.0489 | 267.0808 | 212.1318 | Berlin JT 1 | 57.1 | 57.1 | 57.1 | 57.1 | 57.1 | 57.1 | 57.1
Bethlehem Proj 1 | 27.7315 | 28.3693 | 28.9792 | 29.6023 | 30.2387 | 30.8889 | 31.553 | Bethlehem Proj 1 | 15 | 15 | 15 | 15 | 15 | 15 | 15
Bethlehem St IPP | 45.6478 | 45.5251 | 45.6697 | 46.1679 | 46.8616 | 47.7757 | 48.8905 | Bethlehem St IPP | 170 | 170 | 170 | 170 | 170 | 170 | 170
BETHLEHEM STEE 1 | 23.3242 | 23.8607 | 24.3737 | 24.8977 | 25.433 | 25.9798 | 26.5384 | BETHLEHEM STEE 1 | 15.8 | 15.8 | 15.8 | 15.8 | 15.8 | 15.8 | 15.8
Bio-Energy Cor 1 | 27.7315 | 28.3692 | 28.9792 | 29.6022 | 30.2388 | 30.8888 | 31.5529 | Bio-Energy Cor 1 | 9 | 9 | 9 | 9 | 9 | 9 | 9
BLACKSTONE 1 | 63.0459 | 72.4543 | 72.1814 | 75.2118 | 77.0275 | 81.3861 | 81.46 | BLACKSTONE 1 | 16 | 16 | 16 | 16 | 16 | 16 | 16
BLACKSTONE 3 | 27.2543 | 29.1622 | 30.3214 | 31.4431 | 32.7946 | 33.5921 | 34.242 | BLACKSTONE 3 | 1.8 | 1.8 | 1.8 | 1.8 | 1.8 | 1.8 | 1.8
Blenheim | 0 | 0 | 0 | 0 | 0 | 0 | 0 | Blenheim | 1040.1001 | 1040.1001 | 1040.1001 | 1040.1001 | 1040.1001 | 1040.1001 | 1040.1001
Blossburg 1 | 0 | 0 | 0 | 0 | 56.0699 | 57.5511 | 59.0606 | Blossburg 1 | 26 | 26 | 26 | 26 | 26 | 26 | 26
Boise Cascade 1 | 28.4809 | 29.136 | 29.7624 | 30.4023 | 31.0559 | 31.7236 | 32.4057 | Boise Cascade 1 | 53.9 | 53.9 | 53.9 | 53.9 | 53.9 | 53.9 | 53.9
Borden 1 | 70.8405 | 75.4444 | 82.8817 | 81.7268 | 88.6962 | 92.2595 | 95.021 | Borden 1 | 14.9 | 14.9 | 14.9 | 14.9 | 14.9 | 14.9 | 14.9
Borden 2 | 70.5417 | 75.257 | 0 | 82.6306 | 90.4385 | 89.4512 | 94.8222 | Borden 2 | 26.9 | 26.9 | 26.9 | 26.9 | 26.9 | 26.9 | 26.9
BOWLINE Join C1 | 28.5445 | 30.1136 | 30.6219 | 30.8348 | 31.5886 | 32.2998 | 32.8511 | BOWLINE Join C1 | 1202.4 | 1202.4 | 1202.4 | 1202.4 | 1202.4 | 1202.4 | 1202.4
Brandon Shor C1 | 16.2781 | 17.29 | 17.3694 | 17.7125 | 18.2348 | 18.7799 | 19.4657 | Brandon Shor C1 | 1340 | 1340 | 1340 | 1340 | 1340 | 1340 | 1340
BRANFORD 10 | 55.363 | 58.8445 | 61.0059 | 62.0667 | 65.5358 | 67.3292 | 69.3683 | BRANFORD 10 | 18.8 | 18.8 | 18.8 | 18.8 | 18.8 | 18.8 | 18.8
BRAYTON POINT 1 | 48.2705 | 52.561 | 53.1613 | 53.8635 | 57.3383 | 59.1485 | 58.5969 | BRAYTON POINT 1 | 11.5 | 11.5 | 11.5 | 11.5 | 11.5 | 11.5 | 11.5
BRAYTON POINT 1 | 19.4731 | 19.9017 | 20.3103 | 20.7292 | 21.1568 | 21.5901 | 22.0364 | BRAYTON POINT 1 | 255 | 255 | 255 | 255 | 255 | 255 | 255
BRAYTON POINT 2 | 18.9017 | 19.3165 | 19.7138 | 20.1217 | 20.5349 | 20.9594 | 21.3902 | BRAYTON POINT 2 | 253 | 253 | 253 | 253 | 253 | 253 | 253
BRAYTON POINT 3 | 17.9828 | 18.3853 | 18.7561 | 19.1464 | 19.5423 | 19.9402 | 20.3501 | BRAYTON POINT 3 | 622 | 622 | 622 | 622 | 622 | 622 | 622
BRAYTON POINT 4 | 33.9401 | 38.2432 | 41.0413 | 40.4039 | 41.9974 | 42.5626 | 45.7268 | BRAYTON POINT 4 | 446 | 446 | 446 | 446 | 446 | 446 | 446
Bresco 1 | 37.2231 | 38.0792 | 38.8979 | 39.7342 | 40.5884 | 41.4612 | 42.3526 | Bresco 1 | 57 | 57 | 57 | 57 | 57 | 57 | 57
Bridgeport Hrb 2 | 26.5198 | 29.4362 | 31.7906 | 33.3758 | 35.7888 | 36.9874 | 38.012 | Bridgeport Hrb 2 | 167.1 | 167.1 | 167.1 | 167.1 | 167.1 | 167.1 | 167.1
Bridgeport Hrb 3 | 19.177 | 19.5997 | 20.0028 | 20.4157 | 20.8372 | 21.2678 | 21.7042 | Bridgeport Hrb 3 | 385 | 385 | 385 | 385 | 385 | 385 | 385
Bridgeport Hrb 4 | 57.6022 | 61.6692 | 63.4405 | 64.6815 | 68.8258 | 70.1982 | 72.0829 | Bridgeport Hrb 4 | 22 | 22 | 22 | 22 | 22 | 22 | 22
Bridgewater St 1 | 27.7315 | 28.3693 | 28.9792 | 29.6023 | 30.2387 | 30.8889 | 31.553 | Bridgewater St 1 | 15 | 15 | 15 | 15 | 15 | 15 | 15
Bristol Refuse 1 | 28.4809 | 29.136 | 29.7625 | 30.4023 | 31.056 | 31.7237 | 32.4057 | Bristol Refuse 1 | 13.2 | 13.2 | 13.2 | 13.2 | 13.2 | 13.2 | 13.2
Brock Universi 1 | 44.2423 | 44.857 | 45.5915 | 46.3345 | 47.1501 | 48.1268 | 49.1763 | Brock Universi 1 | 3.3 | 3.3 | 3.3 | 3.3 | 3.3 | 3.3 | 3.3
Brock West/Eas 1 | 27.137 | 27.7612 | 28.3581 | 28.9678 | 29.5906 | 30.2268 | 30.8767 | Brock West/Eas 1 | 21 | 21 | 21 | 21 | 21 | 21 | 21
Bronx Zoo 1 | 38.0219 | 35.5386 | 35.9325 | 36.3184 | 35.4017 | 35.6713 | 37.2748 | Bronx Zoo 1 | 2 | 2 | 2 | 2 | 2 | 2 | 2
Brooklyn 1 | 27.137 | 27.7612 | 28.358 | 28.9677 | 29.5905 | 30.2268 | 30.8766 | Brooklyn 1 | 21.3 | 21.3 | 21.3 | 21.3 | 21.3 | 21.3 | 21.3
Bruce 1 | 0 | 0 | 0 | 0 | 7.8005 | 7.8831 | 7.967 | Bruce 1 | 0 | 0 | 0 | 0 | 0 | 615 | 615
Bruce 3 | 7.4709 | 7.5597 | 7.6388 | 7.719 | 7.8005 | 7.8831 | 7.967 | Bruce 3 | 712 | 712 | 712 | 712 | 712 | 712 | 712
Bruce 4 | 7.4709 | 7.5598 | 7.6388 | 7.719 | 7.8005 | 7.8831 | 7.967 | Bruce 4 | 718 | 718 | 718 | 718 | 718 | 718 | 718
Bruce C5 | 7.4573 | 7.5387 | 7.6224 | 7.6962 | 7.7903 | 7.8746 | 7.9691 | Bruce C5 | 3184 | 3184 | 3184 | 3184 | 3184 | 3184 | 3184
Bruce Complex 1 | 54.3478 | 56.6144 | 59.8488 | 63.0753 | 65.1518 | 68.9131 | 70.6687 | Bruce Complex 1 | 81 | 81 | 81 | 81 | 81 | 81 | 81
Brunner Island 1 | 13.5261 | 14.0118 | 13.8586 | 14.0299 | 14.3614 | 14.6386 | 14.966 | Brunner Island 1 | 334 | 334 | 334 | 334 | 334 | 334 | 334
Brunner Island 2 | 13.1709 | 13.6447 | 13.491 | 13.6626 | 13.9886 | 14.2588 | 14.5776 | Brunner Island 2 | 390 | 390 | 390 | 390 | 390 | 390 | 390
Brunner Island 3 | 13.2267 | 13.6995 | 13.5486 | 13.721 | 14.0465 | 14.3179 | 14.6382 | Brunner Island 3 | 745 | 745 | 745 | 745 | 745 | 745 | 745
Brunner Isld I 1 | 44.2589 | 46.3499 | 47.0826 | 48.1571 | 49.8378 | 49.9866 | 51.4035 | Brunner Isld I 1 | 8 | 8 | 8 | 8 | 8 | 8 | 8
Buchanan GT1 | 79.7925 | 82.2476 | 85.0914 | 83.0306 | 85.6965 | 88.2201 | 90.2509 | Buchanan GT1 | 27.4 | 27.4 | 27.4 | 27.4 | 27.4 | 27.4 | 27.4
Buchanan GT2 | 79.8976 | 82.3641 | 83.4606 | 84.9646 | 86.0949 | 88.3414 | 90.374 | Buchanan GT2 | 20.2 | 20.2 | 20.2 | 20.2 | 20.2 | 20.2 | 20.2
Burlington 11 | 71.4603 | 74.5746 | 76.085 | 77.0735 | 79.7785 | 81.9134 | 83.7405 | Burlington 11 | 212 | 212 | 212 | 212 | 212 | 212 | 212
Burlington 7 | 27.392 | 28.3103 | 28.8045 | 29.2544 | 29.5081 | 30.1603 | 30.5712 | Burlington 7 | 185 | 185 | 185 | 185 | 185 | 185 | 185
Burlington 8 | 64.4993 | 66.9843 | 68.2109 | 68.7824 | 71.7015 | 73.5416 | 75.1506 | Burlington 8 | 24 | 24 | 24 | 24 | 24 | 24 | 24
Burlington 9 | 70.6688 | 73.4959 | 75.4508 | 75.8246 | 79.4572 | 81.1658 | 82.8259 | Burlington 9 | 212 | 212 | 212 | 212 | 212 | 212 | 212
Burlington CT 10 | 36.2151 | 36.1146 | 36.7334 | 37.046 | 37.86 | 38.4533 | 39.6492 | Burlington CT 10 | 260 | 260 | 260 | 260 | 260 | 260 | 260
Burlington JT 1 | 120.9934 | 111.8958 | 105.498 | 101.6102 | 114.0326 | 129.1936 | 116.8992 | Burlington JT 1 | 25 | 25 | 25 | 25 | 25 | 25 | 25
Burnside C1 | 70.6413 | 78.0933 | 82.665 | 84.6844 | 91.9034 | 92.9422 | 95.5782 | Burnside C1 | 132 | 132 | 132 | 132 | 132 | 132 | 132
BURROWS -LYONS 1 | 35.5363 | 36.3531 | 37.1345 | 37.9329 | 38.7489 | 39.5816 | 40.4328 | BURROWS -LYONS 1 | 20 | 20 | 20 | 20 | 20 | 20 | 20
BURRWS-LITTLE 1 | 48.8763 | 0 | 33.8294 | 43.1891 | 42.7141 | 37.1399 | 43.0407 | BURRWS-LITTLE 1 | 4.9 | 4.9 | 4.9 | 4.9 | 4.9 | 4.9 | 4.9
Buzzard Pt Eas 1 | 69.7995 | 73.7761 | 75.5225 | 76.7929 | 79.3779 | 80.3376 | 81.8847 | Buzzard Pt Eas 1 | 160 | 160 | 160 | 160 | 160 | 160 | 160
Buzzard Pt Wes 1 | 69.0451 | 73.6191 | 72.9145 | 77.1231 | 79.7268 | 78.509 | 81.1248 | Buzzard Pt Wes 1 | 160 | 160 | 160 | 160 | 160 | 160 | 160
C P Crane C1 | 14.9142 | 15.4306 | 15.2631 | 15.4554 | 15.8119 | 16.1243 | 16.5018 | C P Crane C1 | 380 | 380 | 380 | 380 | 380 | 380 | 380
C P Crane GT 1 | 71.2305 | 74.4857 | 76.2436 | 78.4575 | 80.7185 | 80.6369 | 83.2712 | C P Crane GT 1 | 17 | 17 | 17 | 17 | 17 | 17 | 17
CABOT C6 | 66.0441 | 72.2528 | 71.7227 | 75.046 | 76.4749 | 78.1175 | 78.5291 | CABOT C6 | 18 | 18 | 18 | 18 | 18 | 18 | 18
Cadillac GT C1 | 0 | 0 | 0 | 0 | 0 | 0 | 0 | Cadillac GT C1 | 162 | 162 | 162 | 162 | 162 | 162 | 162
Cal Ban Power 1 | 43.678 | 42.1765 | 42.3023 | 43.7282 | 39.6465 | 42.3797 | 42.6154 | Cal Ban Power 1 | 0.3 | 0.3 | 0.3 | 0.3 | 0.3 | 0.3 | 0.3
Calvert Clif C1 | 8.5562 | 8.6476 | 8.7294 | 8.8115 | 8.8938 | 8.9964 | 9.0892 | Calvert Clif C1 | 1730 | 1730 | 1730 | 1730 | 1730 | 1730 | 1730
Cambria Cogen 1 | 17.7571 | 18.4101 | 18.166 | 18.389 | 18.8326 | 19.1932 | 19.6232 | Cambria Cogen 1 | 88 | 88 | 88 | 88 | 88 | 88 | 88
Camden Cogen T 1 | 26.0535 | 25.9247 | 26.0832 | 26.4346 | 26.847 | 27.3444 | 28.0474 | Camden Cogen T 1 | 145 | 145 | 145 | 145 | 145 | 145 | 145
Camden County 1 | 44.342 | 44.7714 | 45.1172 | 45.2517 | 46.934 | 47.6623 | 48.8556 | Camden County 1 | 23 | 23 | 23 | 23 | 23 | 23 | 23
CANAL Joint 1 | 23.9807 | 26.7503 | 28.7252 | 30.143 | 32.0484 | 32.9019 | 33.9024 | CANAL Joint 1 | 564 | 564 | 564 | 564 | 564 | 564 | 564
CANAL Joint 2 | 34.0314 | 34.5673 | 34.7063 | 35.3165 | 35.8225 | 36.612 | 37.3139 | CANAL Joint 2 | 579 | 579 | 579 | 579 | 579 | 579 | 579
CAPE GT C4 | 142.9904 | 0 | 0 | 0 | 0 | 0 | 0 | CAPE GT C4 | 41.4 | 0 | 0 | 0 | 0 | 0 | 0
Capitol Distri 1 | 28.2052 | 28.8484 | 29.3048 | 29.4653 | 30.5846 | 30.9371 | 0 | Capitol Distri 1 | 55.3 | 55.3 | 55.3 | 55.3 | 55.3 | 55.3 | 0
Cardinal Power 1 | 44.3137 | 44.9286 | 45.6634 | 46.4066 | 47.2225 | 48.1995 | 49.2495 | Cardinal Power 1 | 155.1 | 155.1 | 155.1 | 155.1 | 155.1 | 155.1 | 155.1
Carlls Corne C1 | 55.843 | 55.1808 | 57.0651 | 56.413 | 59.0607 | 60.5452 | 62.3401 | Carlls Corne C1 | 86 | 86 | 86 | 86 | 86 | 86 | 86
Carrabassett P 1 | 27.7314 | 28.3693 | 28.9792 | 29.6022 | 30.2387 | 30.8888 | 31.5529 | Carrabassett P 1 | 45.1 | 45.1 | 45.1 | 45.1 | 45.1 | 45.1 | 45.1
Caterpillar Tr 1 | 29.8185 | 29.5394 | 29.7163 | 30.3132 | 30.4654 | 0 | 0 | Caterpillar Tr 1 | 45 | 45 | 45 | 45 | 45 | 0 | 0
CCLP 1 | 14.0431 | 14.5543 | 14.3749 | 14.5551 | 14.9051 | 15.1915 | 15.5314 | CCLP 1 | 230 | 230 | 230 | 230 | 230 | 230 | 230
Cedar 1 | 64.3109 | 66.6896 | 68.7918 | 68.4189 | 71.6854 | 73.3917 | 74.9947 | Cedar 1 | 52 | 52 | 52 | 52 | 52 | 52 | 52
Cedar 2 | 63.2782 | 65.7557 | 67.736 | 67.5949 | 70.8505 | 72.1825 | 73.7243 | Cedar 2 | 26 | 26 | 26 | 26 | 26 | 26 | 26
Centra/Boise-F 1 | 27.137 | 27.7612 | 28.3581 | 28.9678 | 29.5906 | 30.2268 | 30.8766 | Centra/Boise-F 1 | 22 | 22 | 22 | 22 | 22 | 22 | 22
Centra/Boise-F 2 | 44.2312 | 44.8459 | 45.5803 | 46.3232 | 47.1388 | 48.1154 | 49.1648 | Centra/Boise-F 2 | 81 | 81 | 81 | 81 | 81 | 81 | 81
CETI FORT ORAN 1 | 26.5945 | 26.4109 | 26.6781 | 27.0259 | 27.5826 | 28.1226 | 29.1797 | CETI FORT ORAN 1 | 60 | 60 | 60 | 60 | 60 | 60 | 60
Chalk Point C3 | 53.4536 | 48.1948 | 48.9454 | 50.5664 | 51.6969 | 49.4615 | 54.2644 | Chalk Point C3 | 198 | 198 | 198 | 198 | 198 | 198 | 198
Chalk Point C5 | 42.5938 | 40.8051 | 41.3243 | 43.6791 | 44.0899 | 42.8818 | 45.661 | Chalk Point C5 | 240 | 240 | 240 | 240 | 240 | 240 | 240
Chalk Point 1 | 12.8473 | 13.3176 | 13.1474 | 13.3094 | 13.6289 | 13.8905 | 14.2017 | Chalk Point 1 | 341 | 341 | 341 | 341 | 341 | 341 | 341
Chalk Point 2 | 12.7459 | 13.2122 | 13.043 | 13.2025 | 13.522 | 13.7794 | 14.0904 | Chalk Point 2 | 343 | 343 | 343 | 343 | 343 | 343 | 343
Chalk Point C3 | 34.0802 | 34.6877 | 33.9062 | 35.4649 | 35.9076 | 35.7715 | 36.2316 | Chalk Point C3 | 1224 | 1224 | 1224 | 1224 | 1224 | 1224 | 1224
Chalk Point CT 1 | 60.2125 | 62.644 | 64.0952 | 66.2809 | 67.8344 | 68.1464 | 70.3577 | Chalk Point CT 1 | 18 | 18 | 18 | 18 | 18 | 18 | 18
Chalk Point CT 2 | 64.7875 | 68.65 | 69.7185 | 71.1857 | 73.8337 | 73.5904 | 75.4905 | Chalk Point CT 2 | 35 | 35 | 35 | 35 | 35 | 35 | 35
Chalk Point SG 1 | 43.5035 | 42.7656 | 41.2981 | 45.0008 | 45.2445 | 43.6398 | 46.181 | Chalk Point SG 1 | 93 | 93 | 93 | 93 | 93 | 93 | 93
Chapleau 1 | 27.1371 | 27.7612 | 28.3581 | 28.9678 | 29.5906 | 30.2268 | 30.8767 | Chapleau 1 | 7 | 7 | 7 | 7 | 7 | 7 | 7
Charlottesto C6 | 53.9347 | 64.9485 | 62.9675 | 64.2158 | 73.8157 | 74.4838 | 76.6977 | Charlottesto C6 | 14.2 | 14.2 | 14.2 | 14.2 | 14.2 | 14.2 | 14.2
Charlottestow 10 | 44.576 | 53.9168 | 57.762 | 60.2735 | 74.0546 | 70.3273 | 70.0882 | Charlottestow 10 | 19.2 | 19.2 | 19.2 | 19.2 | 19.2 | 19.2 | 19.2
Charlottestown 5 | 56.9162 | 65.2815 | 70.608 | 74.2608 | 79.2648 | 83.4849 | 84.1382 | Charlottestown 5 | 3.3 | 3.3 | 3.3 | 3.3 | 3.3 | 3.3 | 3.3
Charlottestown 8 | 52.3773 | 58.8488 | 69.4658 | 73.2714 | 79.6153 | 83.7371 | 80.9623 | Charlottestown 8 | 9.5 | 9.5 | 9.5 | 9.5 | 9.5 | 9.5 | 9.5
Charlottestown 9 | 44.5002 | 53.2268 | 58.0989 | 61.6095 | 73.5572 | 68.8867 | 70.4678 | Charlottestown 9 | 19.2 | 19.2 | 19.2 | 19.2 | 19.2 | 19.2 | 19.2
Charlottetow 11 | 0 | 0 | 0 | 38.481 | 37.5686 | 38.9511 | 39.403 | Charlottetow 11 | 0 | 0 | 0 | 0 | 24.2 | 24.2 | 24.2
CHERRY STREE C10 | 46.7272 | 50.9265 | 51.3012 | 52.1772 | 55.3483 | 57.1792 | 56.814 | CHERRY STREE C10 | 4.4 | 4.4 | 4.4 | 4.4 | 4.4 | 4.4 | 4.4
CHERRY STREET 12 | 41.6959 | 45.1037 | 46 | 46.0754 | 49.5682 | 50.5691 | 50.2791 | CHERRY STREET 12 | 5.6 | 5.6 | 5.6 | 5.6 | 5.6 | 5.6 | 5.6
CHERRY STREET 7 | 45.9656 | 50.2824 | 0 | 51.5581 | 55.2727 | 56.6113 | 0 | CHERRY STREET 7 | 3 | 3 | 3 | 3 | 3 | 3 | 3
CHERRY STREET 8 | 45.0054 | 48.4402 | 49.8537 | 50.1269 | 53.7273 | 54.8226 | 54.4884 | CHERRY STREET 8 | 3.6 | 3.6 | 3.6 | 3.6 | 3.6 | 3.6 | 3.6
CHERRY STREET 9 | 44.5087 | 48.2565 | 49.2195 | 49.4817 | 53.0455 | 54.2399 | 53.7907 | CHERRY STREET 9 | 2.6 | 2.6 | 2.6 | 2.6 | 2.6 | 2.6 | 2.6
Chester C7 | 65.2719 | 67.6067 | 69.3803 | 69.9265 | 73.2654 | 74.9118 | 76.6511 | Chester C7 | 54 | 54 | 54 | 54 | 54 | 54 | 54
Christiana C11 | 65.7271 | 68.2046 | 69.5448 | 70.1251 | 73.2555 | 75.2431 | 76.9654 | Christiana C11 | 50 | 50 | 50 | 50 | 50 | 50 | 50
CLEARY 8 | 52.7372 | 58.1282 | 57.0512 | 60.7709 | 62.6562 | 65.829 | 0 | CLEARY 8 | 26 | 26 | 26 | 26 | 26 | 26 | 0
Cleary CC Join 9 | 26.5462 | 29.32 | 31.4765 | 33.0231 | 35.4392 | 36.6784 | 37.6404 | Cleary CC Join 9 | 110 | 110 | 110 | 110 | 110 | 110 | 110
Cochrane Pow 1 | 44.176 | 44.7905 | 45.5248 | 46.2674 | 47.0828 | 48.0591 | 49.1082 | Cochrane Pow 1 | 25.5 | 25.5 | 25.5 | 25.5 | 25.5 | 25.5 | 25.5
Cochrane Pow 2 | 27.137 | 27.7612 | 28.3581 | 28.9678 | 29.5906 | 30.2268 | 30.8767 | Cochrane Pow 2 | 13 | 13 | 13 | 13 | 13 | 13 | 13
Cogen Tech Joi 1 | 26.8147 | 26.5604 | 26.7767 | 27.1478 | 27.523 | 28.09 | 28.8355 | Cogen Tech Joi 1 | 180 | 180 | 180 | 180 | 180 | 180 | 180
COGEN TECH-L C1 | 38.9718 | 38.0753 | 38.5509 | 38.0873 | 37.9938 | 39.2096 | 39.9267 | COGEN TECH-L C1 | 234 | 234 | 234 | 234 | 234 | 234 | 234
COGEN TECH-L C4 | 37.4106 | 36.488 | 37.2462 | 37.2691 | 36.135 | 38.3439 | 37.6016 | COGEN TECH-L C4 | 156 | 156 | 156 | 156 | 156 | 156 | 156
COGEN TECH-L C6 | 37.9326 | 36.7714 | 38.2798 | 37.2762 | 36.6524 | 37.6615 | 38.5418 | COGEN TECH-L C6 | 255 | 255 | 255 | 255 | 255 | 255 | 255
Coleson Cove C1 | 27.4468 | 30.5051 | 32.8282 | 34.5103 | 37.0887 | 38.4395 | 39.3058 | Coleson Cove C1 | 1005.6 | 1005.6 | 1005.6 | 1005.6 | 1005.6 | 1005.6 | 1005.6
Colver NUG 1 | 17.7571 | 18.4101 | 18.166 | 18.389 | 18.8326 | 19.1932 | 19.6232 | Colver NUG 1 | 104 | 104 | 104 | 104 | 104 | 104 | 104
Combustion T 1 | 0 | 0 | 0 | 0 | 0 | 0 | 43.7459 | Combustion T 1 | 0 | 0 | 0 | 0 | 0 | 0 | 100
COMMERCIAL STR 1 | 54.5718 | 59.0174 | 60.6027 | 61.0066 | 66.0533 | 65.9797 | 66.1667 | COMMERCIAL STR 1 | 1 | 1 | 1 | 1 | 1 | 1 | 1
Composite Nug 1 | 0 | 46.9129 | 42.1968 | 43.4081 | 41.349 | 45.1949 | 46.8838 | Composite Nug 1 | 7 | 7 | 7 | 7 | 7 | 7 | 7
CompositeJc Nu 1 | 0 | 0 | 51.782 | 47.8551 | 45.2015 | 49.8569 | 50.5681 | CompositeJc Nu 1 | 3 | 3 | 3 | 3 | 3 | 3 | 3
CompositeMe Nu 1 | 29.9948 | 29.3503 | 29.8764 | 30.1189 | 30.4347 | 31.0841 | 31.9272 | CompositeMe Nu 1 | 1 | 1 | 1 | 1 | 1 | 1 | 1
Concord Steam 1 | 27.7314 | 28.3694 | 28.9791 | 29.6021 | 30.2386 | 0 | 0 | Concord Steam 1 | 1.3 | 1.3 | 1.3 | 1.3 | 1.3 | 0 | 0
Conem IC joint 1 | 0 | 0 | 0 | 0 | 0 | 0 | 0 | Conem IC joint 1 | 10.8 | 10.8 | 10.8 | 10.8 | 10.8 | 10.8 | 10.8
Conem ST joi C1 | 12.7129 | 13.1795 | 13.0133 | 13.1765 | 13.4952 | 13.7612 | 14.0776 | Conem ST joi C1 | 1700 | 1700 | 1700 | 1700 | 1700 | 1700 | 1700
Continental Co 1 | 26.9725 | 26.5543 | 26.7459 | 27.1495 | 27.5557 | 28.0934 | 28.8174 | Continental Co 1 | 100 | 100 | 100 | 100 | 100 | 100 | 100
COS COB 10 | 55.5206 | 59.2722 | 61.4497 | 62.4467 | 66.222 | 67.8439 | 70.058 | COS COB 10 | 23.3 | 23.3 | 23.3 | 23.3 | 23.3 | 23.3 | 23.3
COS COB 11 | 55.8536 | 59.3329 | 61.716 | 62.7629 | 66.4721 | 67.9351 | 69.5687 | COS COB 11 | 22.4 | 22.4 | 22.4 | 22.4 | 22.4 | 22.4 | 22.4
COS COB 12 | 55.7871 | 59.3819 | 61.8413 | 62.6102 | 66.3455 | 67.9048 | 69.75 | COS COB 12 | 22.8 | 22.8 | 22.8 | 22.8 | 22.8 | 22.8 | 22.8
Courtenay Bay 2 | 49.3918 | 63.4649 | 66.5355 | 67.9295 | 74.9464 | 74.0856 | 78.6803 | Courtenay Bay 2 | 11.8 | 11.8 | 11.8 | 11.8 | 11.8 | 11.8 | 11.8
Courtenay Bay 3 | 34.6444 | 37.6675 | 42.0866 | 45.808 | 47.1564 | 51.6441 | 52.9288 | Courtenay Bay 3 | 98.7 | 98.7 | 98.7 | 98.7 | 98.7 | 98.7 | 98.7
Courtenay Bay 4 | 34.5824 | 37.9685 | 42.6559 | 45.1727 | 48.564 | 51.7981 | 52.1407 | Courtenay Bay 4 | 97.7 | 97.7 | 97.7 | 97.7 | 97.7 | 97.7 | 97.7
COWEE 1 | 27.7307 | 28.3706 | 28.9788 | 29.6032 | 30.2395 | 30.8902 | 31.5525 | COWEE 1 | 0.5 | 0.5 | 0.5 | 0.5 | 0.5 | 0.5 | 0.5
COXSACKIE GT 1 | 63.1118 | 66.3367 | 66.6505 | 67.8094 | 70.2009 | 71.2607 | 73.3952 | COXSACKIE GT 1 | 25.4 | 25.4 | 25.4 | 25.4 | 25.4 | 25.4 | 25.4
Crisfield 1-4 | 46.2679 | 48.4151 | 49.2556 | 49.7825 | 51.623 | 52.7346 | 53.78 | Crisfield 1-4 | 10 | 10 | 10 | 10 | 10 | 10 | 10
Cromby 2 | 31.2994 | 32.3011 | 32.5322 | 32.389 | 33.3494 | 34.618 | 35.1484 | Cromby 2 | 211 | 211 | 211 | 211 | 211 | 211 | 211
Cromby IC 1 | 45.8575 | 47.9838 | 48.8568 | 49.3671 | 51.0767 | 52.105 | 53.2823 | Cromby IC 1 | 2.7 | 2.7 | 2.7 | 2.7 | 2.7 | 2.7 | 2.7
Cromby ST 1 | 15.0618 | 15.5904 | 15.4313 | 15.6078 | 15.9595 | 16.2708 | 16.6347 | Cromby ST 1 | 147 | 147 | 147 | 147 | 147 | 147 | 147
Croydon 21 | 49.4454 | 50.8789 | 52.9624 | 53.2361 | 55.7366 | 56.7536 | 58.0315 | Croydon 21 | 59 | 59 | 59 | 59 | 59 | 59 | 59
Croydon 32 | 52.2685 | 54.0454 | 55.5676 | 55.5935 | 58.7632 | 60.0344 | 61.3482 | Croydon 32 | 59 | 59 | 59 | 59 | 59 | 59 | 59
Croydon 41 | 56.987 | 58.8803 | 60.1464 | 60.899 | 63.704 | 65.1731 | 66.7553 | Croydon 41 | 60 | 60 | 60 | 60 | 60 | 60 | 60
Croydon 42 | 51.4984 | 53.3654 | 54.4318 | 55.1369 | 57.483 | 59.019 | 60.3658 | Croydon 42 | 59 | 59 | 59 | 59 | 59 | 59 | 59
Croydon C11 | 57.7621 | 59.7457 | 61.3498 | 61.656 | 64.528 | 66.5396 | 67.8283 | Croydon C11 | 120 | 120 | 120 | 120 | 120 | 120 | 120
Croydon C22 | 57.5155 | 59.8474 | 61.0977 | 61.4478 | 64.5289 | 66.0775 | 67.6023 | Croydon C22 | 120 | 120 | 120 | 120 | 120 | 120 | 120
Cumberland 1 | 48.5585 | 48.4005 | 49.8746 | 49.7468 | 52.5952 | 53.6757 | 55.1942 | Cumberland 1 | 96 | 96 | 96 | 96 | 96 | 96 | 96
Dalhousie 1 | 14.5078 | 14.7237 | 14.9206 | 15.1216 | 15.324 | 15.5298 | 15.7386 | Dalhousie 1 | 97.2 | 97.2 | 97.2 | 97.2 | 97.2 | 97.2 | 97.2
Dalhousie 2 | 13.428 | 13.6282 | 13.813 | 13.9991 | 14.1882 | 14.3804 | 14.5749 | Dalhousie 2 | 203.4 | 203.4 | 203.4 | 203.4 | 203.4 | 203.4 | 203.4
DANSKAMMER 1 | 37.8509 | 42.0763 | 38.0688 | 39.7369 | 37.6816 | 40.8473 | 38.2168 | DANSKAMMER 1 | 65.5 | 65.5 | 65.5 | 65.5 | 65.5 | 65.5 | 65.5
DANSKAMMER 2 | 29.5826 | 31.2484 | 30.5703 | 32.4679 | 31.4106 | 32.2581 | 31.8509 | DANSKAMMER 2 | 65.2 | 65.2 | 65.2 | 65.2 | 65.2 | 65.2 | 65.2
DANSKAMMER 3 | 15.7244 | 16.1042 | 15.7921 | 16.0384 | 16.4793 | 16.8291 | 17.2031 | DANSKAMMER 3 | 134.7 | 134.7 | 134.7 | 134.7 | 134.7 | 134.7 | 134.7
DANSKAMMER 4 | 16.0475 | 16.4386 | 16.1172 | 16.3682 | 16.8179 | 17.1727 | 17.5543 | DANSKAMMER 4 | 232 | 232 | 232 | 232 | 232 | 232 | 232
DANSKAMMER C5 | 48.9099 | 51.4886 | 51.6557 | 52.5735 | 54.288 | 55.2718 | 56.9366 | DANSKAMMER C5 | 5 | 5 | 5 | 5 | 5 | 5 | 5
Darlington C1 | 7.4573 | 7.5387 | 7.6224 | 7.6962 | 7.7903 | 7.8746 | 7.9691 | Darlington C1 | 3524 | 3524 | 3524 | 3524 | 3524 | 3524 | 3524
Darlington Com 1 | 0 | 55.9469 | 55.8755 | 62.8045 | 63.9257 | 67.0504 | 69.1516 | Darlington Com 1 | 0 | 0 | 50 | 50 | 50 | 50 | 50
Dartsmouth Pow 1 | 27.6477 | 28.2478 | 29.0307 | 29.3277 | 30.3801 | 31.066 | 31.8441 | Dartsmouth Pow 1 | 68.2 | 68.2 | 68.2 | 68.2 | 68.2 | 68.2 | 68.2
DCRRA 1 | 28.4809 | 29.136 | 29.7624 | 30.4023 | 31.0558 | 31.7237 | 32.4056 | DCRRA 1 | 8.3 | 8.3 | 8.3 | 8.3 | 8.3 | 8.3 | 8.3
Deepwater 1 | 38.1982 | 38.511 | 36.6834 | 37.8165 | 36.7816 | 38.5089 | 38.7165 | Deepwater 1 | 87 | 87 | 87 | 87 | 87 | 87 | 87
Deepwater 4 | 36.7103 | 0 | 0 | 0 | 0 | 0 | 0 | Deepwater 4 | 54 | 0 | 0 | 0 | 0 | 0 | 0
Deepwater 6 | 18.2975 | 19.3809 | 19.4859 | 19.8328 | 20.3963 | 20.9475 | 21.6784 | Deepwater 6 | 81 | 81 | 81 | 81 | 81 | 81 | 81
Deepwater GT 1 | 58.5237 | 57.9469 | 59.0705 | 59.547 | 63.3862 | 63.1782 | 65.5257 | Deepwater GT 1 | 24 | 24 | 24 | 24 | 24 | 24 | 24
Delaware 1 | 45.8365 | 48.036 | 48.9302 | 49.3957 | 51.1748 | 52.1014 | 53.3672 | Delaware 1 | 2.7 | 2.7 | 2.7 | 2.7 | 2.7 | 2.7 | 2.7
Delaware 9 | 60.9711 | 63.3806 | 64.7256 | 65.0902 | 68.2387 | 70.2189 | 71.6676 | Delaware 9 | 20 | 20 | 20 | 20 | 20 | 20 | 20
Delaware C10 | 62.0806 | 64.4503 | 66.1108 | 66.5393 | 69.7198 | 71.472 | 73.0553 | Delaware C10 | 54 | 54 | 54 | 54 | 54 | 54 | 54
Delaware C7 | 29.5074 | 30.6041 | 31.2856 | 31.6871 | 31.919 | 32.4799 | 33.0726 | Delaware C7 | 256 | 256 | 256 | 256 | 256 | 256 | 256
Delaware City 1 | 29.5421 | 30.2216 | 30.8713 | 31.5351 | 32.2131 | 32.9057 | 33.6131 | Delaware City 1 | 28.5 | 28.5 | 28.5 | 28.5 | 28.5 | 28.5 | 28.5
Delaware City 10 | 65.1833 | 67.6241 | 69.0118 | 69.8325 | 73.0029 | 74.6696 | 76.5401 | Delaware City 10 | 18 | 18 | 18 | 18 | 18 | 18 | 18
Delaware City 2 | 28.0158 | 28.6601 | 29.2764 | 29.9058 | 30.5487 | 31.2055 | 31.8765 | Delaware City 2 | 28.5 | 28.5 | 28.5 | 28.5 | 28.5 | 28.5 | 28.5
Delaware City 3 | 0 | 0 | 0 | 0 | 0 | 0 | 0 | Delaware City 3 | 0 | 0 | 0 | 0 | 0 | 0 | 0
Devon 11 | 74.0118 | 60.5318 | 66.4285 | 0 | 0 | 0 | 0 | Devon 11 | 40.4 | 40.4 | 40.4 | 0 | 0 | 0 | 0
Devon 14 | 53.601 | 46.0459 | 45.8268 | 0 | 0 | 0 | 0 | Devon 14 | 41.8 | 41.8 | 41.8 | 0 | 0 | 0 | 0
Devon C12 | 55.5618 | 46.2039 | 50.6107 | 0 | 0 | 0 | 0 | Devon C12 | 82 | 82 | 82 | 0 | 0 | 0 | 0
DEVON Joint 10 | 76.3581 | 81.541 | 84.8272 | 87.4529 | 92.9447 | 94.9372 | 98.0641 | DEVON Joint 10 | 19.2 | 19.2 | 19.2 | 19.2 | 19.2 | 19.2 | 19.2
DEVON Joint C7 | 30.9124 | 33.6259 | 35.424 | 35.5347 | 36.5883 | 37.0654 | 38.3407 | DEVON Joint C7 | 218 | 218 | 218 | 218 | 218 | 218 | 218
Dexter Corp C 1 | 35.9726 | 37.0177 | 37.1078 | 37.5086 | 38.0596 | 38.7795 | 39.665 | Dexter Corp C 1 | 39 | 39 | 39 | 39 | 39 | 39 | 39
Dickerson C1 | 12.658 | 13.1315 | 12.9509 | 13.104 | 13.4277 | 13.6911 | 14.0035 | Dickerson C1 | 546 | 546 | 546 | 546 | 546 | 546 | 546
Dickerson CT 1 | 63.3266 | 67.1403 | 68.4572 | 69.81 | 72.2088 | 72.4358 | 74.1205 | Dickerson CT 1 | 13 | 13 | 13 | 13 | 13 | 13 | 13
Dickerson H C1 | 39.8755 | 37.8557 | 37.742 | 40.3781 | 40.3988 | 40.2199 | 42.0416 | Dickerson H C1 | 334 | 334 | 334 | 334 | 334 | 334 | 334
DOREEN 10 | 55.9862 | 59.7793 | 61.7751 | 63.1176 | 67.4639 | 68.0181 | 69.4062 | DOREEN 10 | 21.1 | 21.1 | 21.1 | 21.1 | 21.1 | 21.1 | 21.1
Dover (McKee C1 | 92.6952 | 88.1927 | 101.4372 | 92.1942 | 84.2274 | 84.6258 | 80.5897 | Dover (McKee C1 | 34 | 34 | 34 | 34 | 34 | 34 | 34
Dover (McKee R 3 | 34.8555 | 36.29 | 36.6635 | 36.3568 | 38.3522 | 39.8345 | 39.6954 | Dover (McKee R 3 | 102 | 102 | 102 | 102 | 102 | 102 | 102
Dover (Van Sa 11 | 41.5411 | 41.1699 | 42.1217 | 42.2801 | 43.8091 | 45.0423 | 46.2287 | Dover (Van Sa 11 | 40 | 40 | 40 | 40 | 40 | 40 | 40
DRMI 1 | 37.223 | 38.0792 | 38.8979 | 39.7342 | 40.5884 | 41.4611 | 42.3526 | DRMI 1 | 75 | 75 | 75 | 75 | 75 | 75 | 75
DUNKIRK 1 | 15.5361 | 15.8975 | 15.6008 | 15.8167 | 16.2129 | 16.5313 | 16.887 | DUNKIRK 1 | 91 | 91 | 91 | 91 | 91 | 91 | 91
DUNKIRK 2 | 15.6758 | 16.0388 | 15.7415 | 15.9572 | 16.358 | 16.6812 | 17.0411 | DUNKIRK 2 | 92 | 92 | 92 | 92 | 92 | 92 | 92
DUNKIRK 3 | 14.4952 | 14.8328 | 14.5583 | 14.7615 | 15.1318 | 15.4277 | 15.7586 | DUNKIRK 3 | 207.3 | 207.3 | 207.3 | 207.3 | 207.3 | 207.3 | 207.3
DUNKIRK 4 | 14.8061 | 15.1509 | 14.8711 | 15.0766 | 15.4548 | 15.757 | 16.097 | DUNKIRK 4 | 202.8 | 202.8 | 202.8 | 202.8 | 202.8 | 202.8 | 202.8
Dupont Maitlan 1 | 44.2305 | 44.8452 | 45.5797 | 46.3225 | 47.1381 | 48.1147 | 49.1642 | Dupont Maitlan 1 | 20 | 20 | 20 | 20 | 20 | 20 | 20
E NORTHPORT 1 | 31.2959 | 32.0171 | 32.703 | 33.4084 | 34.1246 | 34.8607 | 35.6078 | E NORTHPORT 1 | 0.9 | 0.9 | 0.9 | 0.9 | 0.9 | 0.9 | 0.9
Eagle Point 1 | 26.4057 | 26.2828 | 26.5037 | 26.8367 | 27.1526 | 27.773 | 28.511 | Eagle Point 1 | 220 | 220 | 220 | 220 | 220 | 220 | 220
Easrpoty Dsl 1 | 46.4138 | 50.8636 | 51.6341 | 52.1944 | 55.6591 | 56.7949 | 56.4651 | Easrpoty Dsl 1 | 4 | 4 | 4 | 4 | 4 | 4 | 4
East Hampton 1 | 70.2907 | 71.389 | 73.4695 | 73.4359 | 75.0745 | 77.5196 | 79.2179 | East Hampton 1 | 25 | 25 | 25 | 25 | 25 | 25 | 25
East Hampton C2 | 59.0511 | 62.0157 | 62.3268 | 63.4399 | 65.5797 | 66.6727 | 68.7235 | East Hampton C2 | 6 | 6 | 6 | 6 | 6 | 6 | 6
East River 6 | 34.9904 | 33.2359 | 35.5793 | 36.2383 | 36.7541 | 37.7597 | 36.3681 | East River 6 | 134 | 134 | 134 | 134 | 134 | 134 | 134
East River 7 | 28.2226 | 29.4541 | 29.7784 | 31.0597 | 30.8643 | 32.0056 | 31.5326 | East River 7 | 175 | 175 | 175 | 175 | 175 | 175 | 175
Easton 2 25 | 31.534 | 32.6638 | 33.3303 | 33.896 | 34.4046 | 35.0913 | 35.7431 | Easton 2 25 | 6.3 | 6.3 | 6.3 | 6.3 | 6.3 | 6.3 | 6.3
Easton Munic C13 | 35.3625 | 35.5373 | 35.9166 | 36.2214 | 37.6965 | 38.5233 | 39.4808 | Easton Munic C13 | 11.2 | 11.2 | 11.2 | 11.2 | 11.2 | 11.2 | 11.2
Easton Munic C23 | 26.6079 | 27.4828 | 27.9732 | 28.4786 | 28.9135 | 29.4818 | 30.0463 | Easton Munic C23 | 12.6 | 12.6 | 12.6 | 12.6 | 12.6 | 12.6 | 12.6
Easton Munici 10 | 43.5915 | 0 | 0 | 0 | 0 | 0 | 0 | Easton Munici 10 | 3.5 | 0 | 0 | 0 | 0 | 0 | 0
Easton Munici 11 | 43.8271 | 46.7217 | 0 | 0 | 0 | 0 | 0 | Easton Munici 11 | 3.6 | 3.6 | 0 | 0 | 0 | 0 | 0
Easton Munici 12 | 34.4861 | 34.3858 | 38.4143 | 0 | 0 | 0 | 0 | Easton Munici 12 | 4.1 | 4.1 | 4.1 | 0 | 0 | 0 | 0
Easton Munici 21 | 27.1173 | 28.0306 | 28.5316 | 29.0455 | 29.4645 | 30.0513 | 30.6144 | Easton Munici 21 | 6.3 | 6.3 | 6.3 | 6.3 | 6.3 | 6.3 | 6.3
Easton Municip 8 | 44.3843 | 0 | 0 | 0 | 0 | 0 | 0 | Easton Municip 8 | 2 | 0 | 0 | 0 | 0 | 0 | 0
Easton Municip 9 | 43.6862 | 45.8291 | 0 | 0 | 0 | 0 | 0 | Easton Municip 9 | 2.5 | 2.5 | 0 | 0 | 0 | 0 | 0
EBENEZER OIL 1 | 45.411 | 33.725 | 33.8868 | 41.4398 | 39.7807 | 38.3758 | 40.446 | EBENEZER OIL 1 | 0.3 | 0.3 | 0.3 | 0.3 | 0.3 | 0.3 | 0.3
Ebensburg 1 | 17.7571 | 18.4102 | 18.166 | 18.389 | 18.8326 | 19.1932 | 19.6232 | Ebensburg 1 | 50 | 50 | 50 | 50 | 50 | 50 | 50
ECAR-OffPk 1 | 14.9892 | 15.2319 | 15.4051 | 15.545 | 15.785 | 15.9727 | 16.1502 | ECAR-OffPk 1 | 3000 | 3000 | 3000 | 3000 | 3000 | 3000 | 3000
ECAR-OnPk 1 | 21.2378 | 21.4818 | 21.2655 | 21.5788 | 22.2519 | 22.984 | 23.0055 | ECAR-OnPk 1 | 3000 | 3000 | 3000 | 3000 | 3000 | 3000 | 3000
Eddystone 1 | 14.678 | 15.2013 | 15.0301 | 15.2149 | 15.5582 | 15.8585 | 16.2133 | Eddystone 1 | 288 | 288 | 288 | 288 | 288 | 288 | 288
Eddystone 10 | 64.2717 | 66.3962 | 68.3427 | 68.5848 | 71.9618 | 73.6995 | 75.3492 | Eddystone 10 | 18 | 18 | 18 | 18 | 18 | 18 | 18
Eddystone 2 | 14.5274 | 15.044 | 14.8822 | 15.0643 | 15.41 | 15.7073 | 16.0585 | Eddystone 2 | 311 | 311 | 311 | 311 | 311 | 311 | 311
Eddystone 20 | 64.0537 | 66.5222 | 68.19 | 68.7413 | 71.5199 | 73.698 | 75.4346 | Eddystone 20 | 18 | 18 | 18 | 18 | 18 | 18 | 18
Eddystone 3 | 34.1926 | 34.3828 | 34.2866 | 35.1565 | 36.3211 | 37.8005 | 37.8726 | Eddystone 3 | 380 | 380 | 380 | 380 | 380 | 380 | 380
Eddystone 30 | 63.05 | 65.6433 | 66.9843 | 67.4475 | 70.6699 | 72.5703 | 74.0896 | Eddystone 30 | 20 | 20 | 20 | 20 | 20 | 20 | 20
Eddystone 4 | 35.2364 | 36.4855 | 36.53 | 36.4428 | 37.6088 | 39.7637 | 40.2337 | Eddystone 4 | 380 | 380 | 380 | 380 | 380 | 380 | 380
Eddystone 40 | 63.05 | 65.4633 | 66.8312 | 67.6534 | 70.7001 | 72.4017 | 74.0967 | Eddystone 40 | 20 | 20 | 20 | 20 | 20 | 20 | 20
EDGAR JET C1 | 129.8422 | 106.1063 | 94.213 | 113.6872 | 143.9259 | 126.7415 | 0 | EDGAR JET C1 | 30 | 30 | 30 | 30 | 30 | 30 | 0
Edge Moor 10 | 74.9766 | 78.1258 | 79.691 | 80.5603 | 83.8536 | 85.823 | 87.8703 | Edge Moor 10 | 15 | 15 | 15 | 15 | 15 | 15 | 15
Edge Moor 3 | 18.1571 | 19.2226 | 19.3287 | 19.7 | 20.2898 | 20.8873 | 21.6317 | Edge Moor 3 | 84 | 84 | 84 | 84 | 84 | 84 | 84
Edge Moor 4 | 17.2235 | 18.2259 | 18.3324 | 18.6974 | 19.2598 | 19.8175 | 20.5152 | Edge Moor 4 | 167 | 167 | 167 | 167 | 167 | 167 | 167
Edge Moor 5 | 23.7734 | 24.5751 | 24.8762 | 25.2999 | 25.4008 | 25.7722 | 26.1857 | Edge Moor 5 | 445 | 445 | 445 | 445 | 445 | 445 | 445
Edison C1 | 51.9867 | 51.662 | 53.0265 | 52.8827 | 55.728 | 56.7517 | 58.1497 | Edison C1 | 582 | 582 | 582 | 582 | 582 | 582 | 582
Eldred 1-3 13 | 45.9437 | 49.583 | 51.0244 | 51.3089 | 55 | 56.1175 | 55.7907 | Eldred 1-3 13 | 8.8 | 8.8 | 8.8 | 8.8 | 8.8 | 8.8 | 8.8
ELLICOTVILLE E 1 | 42.2387 | 34.1948 | 36.0211 | 37.836 | 37.4257 | 36.6483 | 38.7751 | ELLICOTVILLE E 1 | 4.6 | 4.6 | 4.6 | 4.6 | 4.6 | 4.6 | 4.6
EMI_CC 1 | 0 | 25.366 | 25.6259 | 26.0706 | 26.4886 | 27.0381 | 27.6536 | EMI_CC 1 | 0 | 265 | 265 | 265 | 265 | 265 | 265
EMI_CC 2 | 0 | 27.5458 | 28.0062 | 28.4606 | 29.0045 | 29.4551 | 30.3105 | EMI_CC 2 | 0 | 165 | 165 | 165 | 165 | 165 | 165
En Androscogin 1 | 24.5799 | 25.4819 | 25.9027 | 26.4928 | 26.9598 | 27.5373 | 28.2407 | En Androscogin 1 | 157 | 157 | 157 | 157 | 157 | 157 | 157
En Berkshire 1 | 0 | 25.514 | 26.045 | 26.4833 | 27.0449 | 27.4268 | 28.1025 | En Berkshire 1 | 0 | 276 | 276 | 276 | 276 | 276 | 276
En Brayton Poi 1 | 0 | 0 | 25.9108 | 26.4133 | 26.9381 | 27.4618 | 28.2165 | En Brayton Poi 1 | 0 | 0 | 477 | 477 | 477 | 477 | 477
En Bridgeport 1 | 24.8483 | 25.6646 | 26.01 | 26.3925 | 26.9963 | 27.4546 | 28.1983 | En Bridgeport 1 | 670 | 670 | 670 | 670 | 670 | 670 | 670
En EMI Tiverto 1 | 0 | 25.5678 | 25.9234 | 26.4196 | 26.9508 | 27.5576 | 28.2622 | En EMI Tiverto 1 | 0 | 265 | 265 | 265 | 265 | 265 | 265
En Hazelton 1 | 25.5262 | 25.6634 | 25.7406 | 26.3288 | 26.5094 | 27.2844 | 27.9723 | En Hazelton 1 | 120 | 120 | 120 | 120 | 120 | 120 | 120
En Intl Paper 1 | 0 | 0 | 26.0582 | 26.2546 | 26.8241 | 27.4 | 28.1535 | En Intl Paper 1 | 0 | 0 | 150 | 150 | 150 | 150 | 150
En Lake Road 1 | 0 | 0 | 26.0333 | 26.3798 | 26.9745 | 27.4443 | 28.2366 | En Lake Road 1 | 0 | 0 | 810 | 810 | 810 | 810 | 810
Encogen 4 prtn 1 | 26.3618 | 26.1653 | 26.5634 | 27.2404 | 27.7108 | 28.1027 | 29.0222 | Encogen 4 prtn 1 | 63.5 | 63.5 | 63.5 | 63.5 | 63.5 | 63.5 | 63.5
ENERGY TACTICS 1 | 31.2969 | 32.0145 | 32.7052 | 33.4067 | 34.1247 | 34.8604 | 35.6087 | ENERGY TACTICS 1 | 2.2 | 2.2 | 2.2 | 2.2 | 2.2 | 2.2 | 2.2
Enosburg Dsl 1 1 | 49.6633 | 53.4098 | 54.9905 | 55.9146 | 57.9259 | 60.318 | 59.6923 | Enosburg Dsl 1 1 | 0.9 | 0.9 | 0.9 | 0.9 | 0.9 | 0.9 | 0.9
ENRGY INIT-OND 1 | 28.781 | 27.972 | 28.6998 | 29.5379 | 29.8711 | 30.0381 | 32.0151 | ENRGY INIT-OND 1 | 79.5 | 79.5 | 79.5 | 79.5 | 79.5 | 79.5 | 79.5
Essex 10 | 55.4623 | 55.6045 | 57.0127 | 56.7682 | 60.0132 | 60.3514 | 62.2831 | Essex 10 | 194 | 194 | 194 | 194 | 194 | 194 | 194
Essex 9 | 42.5564 | 42.2237 | 43.2694 | 42.9078 | 45.5121 | 46.0453 | 47.5489 | Essex 9 | 93 | 93 | 93 | 93 | 93 | 93 | 93
Essex C11 | 54.5707 | 54.3582 | 55.8962 | 55.6413 | 58.5832 | 59.5908 | 60.9486 | Essex C11 | 424 | 424 | 424 | 424 | 424 | 424 | 424
Essex County R 1 | 37.2231 | 38.0792 | 38.8979 | 39.7343 | 40.5885 | 41.4611 | 42.3525 | Essex County R 1 | 65 | 65 | 65 | 65 | 65 | 65 | 65
Essex Dsl 1 | 48.6955 | 53.2133 | 54.2683 | 54.5612 | 58.5 | 59.9207 | 0 | Essex Dsl 1 | 4.4 | 4.4 | 4.4 | 4.4 | 4.4 | 4.4 | 4.4
Exeter Energy 1 | 30.2432 | 31.2369 | 32.2053 | 33.2088 | 34.2433 | 35.3103 | 36.4046 | Exeter Energy 1 | 26 | 26 | 26 | 26 | 26 | 26 | 26
F ECAR OES | -449078164 | -458931172 | -470010039 | -480270781 | -491320117 | -502674297 | -517015313 | F ECAR OES | -450 | -450 | -450 | -450 | -450 | -450 | -450
Falls C1 | 63.5924 | 65.6266 | 67.0919 | 67.6825 | 70.8927 | 72.6103 | 74.3206 | Falls C1 | 60 | 60 | 60 | 60 | 60 | 60 | 60
FAR ROCKAWAY 4 | 30.5901 | 31.3 | 31.0758 | 33.3542 | 32.8052 | 33.1896 | 32.7706 | FAR ROCKAWAY 4 | 108 | 108 | 108 | 108 | 108 | 108 | 108
Fishbach C1 | 64.3199 | 67.7112 | 68.2295 | 70.5397 | 73.2923 | 72.7264 | 74.7669 | Fishbach C1 | 36 | 36 | 36 | 36 | 36 | 36 | 36
FITCHBURG 7 | 87.8058 | 87.137 | 84.2 | 89.2373 | 91.1968 | 98.062 | 93.38 | FITCHBURG 7 | 26.4 | 26.4 | 26.4 | 26.4 | 26.4 | 26.4 | 26.4
Flagg/Hartford 1 | 36.6788 | 37.7552 | 37.8841 | 38.3015 | 38.8663 | 39.5975 | 40.5016 | Flagg/Hartford 1 | 10.1 | 10.1 | 10.1 | 10.1 | 10.1 | 10.1 | 10.1
FLORENCE GT 1 | 88.3332 | 81.8333 | 68.1405 | 86.9128 | 91.8636 | 88.9924 | 93.1395 | FLORENCE GT 1 | 8.7 | 8.7 | 8.7 | 8.7 | 8.7 | 8.7 | 8.7
Flynn CC 1 | 24.8303 | 24.9902 | 25.3817 | 25.7716 | 26.2347 | 26.8097 | 27.5123 | Flynn CC 1 | 166.9 | 166.9 | 166.9 | 166.9 | 166.9 | 166.9 | 166.9
Forked River C 1 | 45.3692 | 44.5364 | 45.9782 | 45.6199 | 48.8254 | 48.5633 | 49.9267 | Forked River C 1 | 44 | 44 | 44 | 44 | 44 | 44 | 44
Forked River C 2 | 44.8099 | 44.5013 | 45.3345 | 45.3856 | 47.3631 | 48.7738 | 49.8177 | Forked River C 2 | 42 | 42 | 42 | 42 | 42 | 42 | 42
FORT DRUM 1 | 16.6148 | 17.0206 | 16.7019 | 16.9682 | 17.43 | 17.7888 | 18.1868 | FORT DRUM 1 | 53.4 | 53.4 | 53.4 | 53.4 | 53.4 | 53.4 | 53.4
Foster Wheeler 1 | 17.7571 | 18.4101 | 18.166 | 18.389 | 18.8326 | 19.1932 | 19.6232 | Foster Wheeler 1 | 40 | 40 | 40 | 40 | 40 | 40 | 40
Frackville 1 | 17.7571 | 18.4102 | 18.166 | 18.389 | 18.8325 | 19.1932 | 19.6232 | Frackville 1 | 42 | 42 | 42 | 42 | 42 | 42 | 42
FRAMINGHAM 1 | 128.2831 | 100.6851 | 0 | 98.6252 | 102.8764 | 129.283 | 107.1609 | FRAMINGHAM 1 | 15 | 15 | 15 | 15 | 15 | 15 | 15
FRAMINGHAM 2 | 113.6249 | 87.3663 | 92.3571 | 104.0015 | 129.9718 | 145.6787 | 132.7457 | FRAMINGHAM 2 | 11 | 11 | 11 | 11 | 11 | 11 | 11
FRAMINGHAM 3 | 128.2917 | 100.126 | 94.4524 | 98.2008 | 132.7364 | 141.8321 | 142.3931 | FRAMINGHAM 3 | 14.6 | 14.6 | 14.6 | 14.6 | 14.6 | 14.6 | 14.6
FRANKLIN DRIV 10 | 56.7318 | 60.7176 | 62.8817 | 63.6432 | 67.3083 | 69.2462 | 71.0051 | FRANKLIN DRIV 10 | 18.3 | 18.3 | 18.3 | 18.3 | 18.3 | 18.3 | 18.3
Fraser 1 | 28.4379 | 29.092 | 29.7174 | 30.3563 | 31.0089 | 31.6757 | 32.3566 | Fraser 1 | 38.5 | 38.5 | 38.5 | 38.5 | 38.5 | 38.5 | 38.5
Fraser Pulp & 1 | 25.0558 | 25.6321 | 26.1832 | 26.7461 | 27.3211 | 27.9085 | 28.5086 | Fraser Pulp & 1 | 40.1 | 40.1 | 40.1 | 40.1 | 40.1 | 40.1 | 40.1
FRONT STREET 13 | 43.8556 | 47.3545 | 48.2927 | 48.4869 | 0 | 53.0951 | 52.7907 | FRONT STREET 13 | 8.3 | 8.3 | 8.3 | 8.3 | 8.3 | 8.3 | 8.3
Fulton Cogen A 1 | 45.558 | 30.3743 | 30.0616 | 34.6012 | 34.1104 | 32.7007 | 36.3608 | Fulton Cogen A 1 | 48.2 | 48.2 | 48.2 | 48.2 | 48.2 | 48.2 | 48.2
G Fox (Cogen 1 | 39.2312 | 40.3625 | 40.5439 | 41.0106 | 41.6309 | 42.42 | 43.3828 | G Fox (Cogen 1 | 3.7 | 3.7 | 3.7 | 3.7 | 3.7 | 3.7 | 3.7
GAS ALTERNATIV 1 | 29.3105 | 28.008 | 28.1201 | 29.5895 | 29.6389 | 29.9931 | 31.8539 | GAS ALTERNATIV 1 | 79.3 | 79.3 | 79.3 | 79.3 | 79.3 | 79.3 | 79.3
General Foods 1 | 14.0431 | 14.5543 | 14.3749 | 14.5551 | 14.9051 | 15.1915 | 15.5315 | General Foods 1 | 14 | 14 | 14 | 14 | 14 | 14 | 14
GENERAL MILLS 1 | 51.8731 | 35.2688 | 32.9633 | 39.4512 | 40.3004 | 36.6754 | 42.8041 | GENERAL MILLS 1 | 4.2 | 4.2 | 4.2 | 4.2 | 4.2 | 4.2 | 4.2
Gentilly 2 | 7.4709 | 7.5597 | 7.6388 | 7.719 | 7.8005 | 7.8831 | 7.967 | Gentilly 2 | 678 | 678 | 678 | 678 | 678 | 678 | 678
Gilbert 6 | 63.917 | 66.185 | 67.6557 | 68.0248 | 71.2206 | 73.4718 | 75.1966 | Gilbert 6 | 70 | 70 | 70 | 70 | 70 | 70 | 70
Gilbert 7 | 52.8296 | 52.279 | 53.5092 | 53.4686 | 57.5458 | 58.0316 | 59.48 | Gilbert 7 | 70 | 70 | 70 | 70 | 70 | 70 | 70
Gilbert C4 | 52.1797 | 51.8845 | 53.6154 | 53.3221 | 56.9532 | 57.709 | 59.2972 | Gilbert C4 | 140 | 140 | 140 | 140 | 140 | 140 | 140
Gilbert CC 8 | 45.5786 | 44.1934 | 44.2203 | 44.5111 | 46.2061 | 46.4867 | 47.874 | Gilbert CC 8 | 104 | 104 | 104 | 104 | 104 | 104 | 104
Gilbert CT C1 | 60.4922 | 60.0301 | 61.6507 | 61.0927 | 64.3449 | 65.6106 | 67.3509 | Gilbert CT C1 | 124 | 124 | 124 | 124 | 124 | 124 | 124
Gilbert GT 9 | 42.2453 | 41.8901 | 43.4636 | 42.9633 | 45.1948 | 45.7987 | 47.0525 | Gilbert GT 9 | 183.4 | 183.4 | 183.4 | 183.4 | 183.4 | 183.4 | 183.4
Gilberton Powe 1 | 17.7571 | 18.4101 | 18.166 | 18.389 | 18.8326 | 19.1932 | 19.6232 | Gilberton Powe 1 | 79 | 79 | 79 | 79 | 79 | 79 | 79
GINNA 1 | 7.6452 | 7.7381 | 7.8211 | 7.9053 | 7.9908 | 8.0777 | 0 | GINNA 1 | 485 | 485 | 485 | 485 | 485 | 485 | 0
Glen Gardner C1 | 57.7569 | 57.4117 | 58.7327 | 58.6074 | 61.7879 | 62.9557 | 64.6073 | Glen Gardner C1 | 104 | 104 | 104 | 104 | 104 | 104 | 104
Glen Gardner C5 | 57.7218 | 57.3719 | 58.6203 | 58.5005 | 61.8822 | 62.7282 | 64.5322 | Glen Gardner C5 | 104 | 104 | 104 | 104 | 104 | 104 | 104
GLENWOOD 4 | 50.9843 | 51.6769 | 50.9376 | 53.7811 | 52.5977 | 54.8192 | 53.3045 | GLENWOOD 4 | 106 | 106 | 106 | 106 | 106 | 106 | 106
GLENWOOD 5 | 47.9784 | 46.5218 | 47.8736 | 48.4072 | 48.183 | 51.9554 | 50.4594 | GLENWOOD 5 | 101 | 101 | 101 | 101 | 101 | 101 | 101
Glenwood GT 1 | 72.3309 | 72.5375 | 73.7402 | 73.8037 | 75.3681 | 78.5522 | 80.4151 | Glenwood GT 1 | 19 | 19 | 19 | 19 | 19 | 19 | 19
Glenwood GT C2 | 71.8172 | 73.558 | 75.0347 | 74.5239 | 76.137 | 78.898 | 80.6557 | Glenwood GT C2 | 138 | 138 | 138 | 138 | 138 | 138 | 138
GLOUCESTER 11 | 45.439 | 48.9091 | 49.6585 | 50.1894 | 53.5227 | 54.6083 | 54.2791 | GLOUCESTER 11 | 20.5 | 20.5 | 20.5 | 20.5 | 20.5 | 20.5 | 20.5
Gloucester Co 1 | 44.253 | 44.3594 | 44.8745 | 44.5924 | 46.2124 | 47.3811 | 48.6834 | Gloucester Co 1 | 12 | 12 | 12 | 12 | 12 | 12 | 12
Gorbell Inc (T 1 | 27.7315 | 28.3693 | 28.9793 | 29.6023 | 30.2388 | 30.8889 | 31.553 | Gorbell Inc (T 1 | 14.1 | 14.1 | 14.1 | 14.1 | 14.1 | 14.1 | 14.1
GORGE GT 1 | 129.0594 | 92.4749 | 99.4878 | 115.3654 | 107.3636 | 140.2442 | 108.814 | GORGE GT 1 | 15.7 | 15.7 | 15.7 | 15.7 | 15.7 | 15.7 | 15.7
GOUDEY 7 | 17.8404 | 18.2797 | 17.8835 | 18.1328 | 18.6057 | 18.9666 | 19.375 | GOUDEY 7 | 42 | 42 | 42 | 42 | 42 | 42 | 42
GOUDEY 8 | 14.3484 | 14.7019 | 14.3925 | 14.5896 | 14.9702 | 15.2687 | 15.5965 | GOUDEY 8 | 84 | 84 | 84 | 84 | 84 | 84 | 84
Gould Street 3 | 37.1218 | 36.5719 | 35.3073 | 33.4469 | 34.7945 | 36.4461 | 38.2735 | Gould Street 3 | 104 | 104 | 104 | 104 | 104 | 104 | 104
GOWANUS 1 1 | 71.4924 | 73.5344 | 76.4435 | 74.1904 | 75.8473 | 79.0884 | 80.8952 | GOWANUS 1 1 | 22.6 | 22.6 | 22.6 | 22.6 | 22.6 | 22.6 | 22.6
GOWANUS 1 C2 | 78.2173 | 81.8287 | 81.9422 | 83.3252 | 81.791 | 86.3737 | 88.3626 | GOWANUS 1 C2 | 158.2 | 158.2 | 158.2 | 158.2 | 158.2 | 158.2 | 158.2
GOWANUS 2 C1 | 71.7698 | 74.9633 | 75.1631 | 76.2707 | 76.6956 | 79.179 | 80.9296 | GOWANUS 2 C1 | 180.8 | 180.8 | 180.8 | 180.8 | 180.8 | 180.8 | 180.8
GOWANUS 3 C1 | 73.6759 | 76.2243 | 76.4003 | 77.4802 | 78.1471 | 80.5895 | 82.3393 | GOWANUS 3 C1 | 180.8 | 180.8 | 180.8 | 180.8 | 180.8 | 180.8 | 180.8
GOWANUS 4 C1 | 73.7544 | 76.0067 | 77.0631 | 77.0524 | 78.8258 | 81.4406 | 83.1992 | GOWANUS 4 C1 | 187.2 | 187.2 | 187.2 | 187.2 | 187.2 | 187.2 | 187.2
Grand Lake 8 | 20.6257 | 21.0762 | 21.5041 | 21.9637 | 22.4219 | 22.8935 | 0 | Grand Lake 8 | 57 | 57 | 57 | 57 | 57 | 57 | 0
Grand Manan 3 | 49.9278 | 52.5428 | 55.5022 | 56.7709 | 60.4596 | 62.0108 | 63.7766 | Grand Manan 3 | 28 | 28 | 28 | 28 | 28 | 28 | 28
Grays Ferry 1 | 25.9503 | 26.0509 | 26.0929 | 26.292 | 26.5647 | 27.0075 | 27.6562 | Grays Ferry 1 | 150 | 150 | 150 | 150 | 150 | 150 | 150
GREENIDGE 4 | 14.5405 | 14.8645 | 14.5955 | 14.7912 | 15.156 | 15.4484 | 15.7797 | GREENIDGE 4 | 108 | 108 | 108 | 108 | 108 | 108 | 108
GtrPortland Re 1 | 28.4809 | 29.136 | 29.7624 | 30.4023 | 31.0559 | 31.7236 | 32.4057 | GtrPortland Re 1 | 11.6 | 11.6 | 11.6 | 11.6 | 11.6 | 11.6 | 11.6
H A Wagner 1 | 52.4055 | 48.9713 | 49.1046 | 49.4576 | 51.6456 | 51.0226 | 53.5297 | H A Wagner 1 | 138 | 138 | 138 | 138 | 138 | 138 | 138
H A Wagner 2 | 17.8604 | 18.8912 | 19.001 | 19.3666 | 19.8786 | 20.4313 | 21.1468 | H A Wagner 2 | 135 | 135 | 135 | 135 | 135 | 135 | 135
H A Wagner 3 | 16.4126 | 17.3655 | 17.4647 | 17.8106 | 18.3017 | 18.8308 | 19.4877 | H A Wagner 3 | 332 | 332 | 332 | 332 | 332 | 332 | 332
H A Wagner 4 | 29.9973 | 31.4165 | 31.7043 | 32.2093 | 32.3035 | 32.9445 | 33.3921 | H A Wagner 4 | 415 | 415 | 415 | 415 | 415 | 415 | 415
H A Wagner GT 1 | 74.3619 | 78.7114 | 80.1432 | 81.7303 | 84.8923 | 84.9041 | 87.0881 | H A Wagner GT 1 | 17 | 17 | 17 | 17 | 17 | 17 | 17
Hamilton 1 | 71.2858 | 76.2186 | 76.73 | 78.7487 | 81.6879 | 81.2452 | 83.9856 | Hamilton 1 | 26 | 26 | 26 | 26 | 26 | 26 | 26
Hammermill 1 | 14.0431 | 14.5543 | 14.3749 | 14.5551 | 14.9051 | 15.1915 | 15.5315 | Hammermill 1 | 22 | 22 | 22 | 22 | 22 | 22 | 22
HARDEN FURNITU 1 | 28.2367 | 28.8845 | 29.5059 | 30.1422 | 30.7902 | 31.4517 | 32.1292 | HARDEN FURNITU 1 | 0.3 | 0.3 | 0.3 | 0.3 | 0.3 | 0.3 | 0.3
Harrisburg C1 | 66.5307 | 69.9241 | 71.2159 | 73.3898 | 75.7174 | 75.3683 | 77.6662 | Harrisburg C1 | 72 | 72 | 72 | 72 | 72 | 72 | 72
Harrisburg MSW 1 | 29.0167 | 29.6843 | 30.3223 | 30.9745 | 31.6403 | 32.3208 | 33.0156 | Harrisburg MSW 1 | 5 | 5 | 5 | 5 | 5 | 5 | 5
Harwood C1 | 66.5754 | 70.0473 | 71.535 | 73.4793 | 75.9718 | 75.7687 | 77.8706 | Harwood C1 | 36 | 36 | 36 | 36 | 36 | 36 | 36
Hay Road CC 1 | 53.3897 | 53.3884 | 51.8104 | 51.5635 | 51.9539 | 54.1928 | 53.8752 | Hay Road CC 1 | 541 | 541 | 541 | 541 | 541 | 541 | 541
Heinz-Leamingt 1 | 44.2384 | 44.8532 | 45.5877 | 46.3306 | 47.1461 | 48.1228 | 49.1724 | Heinz-Leamingt 1 | 3.5 | 3.5 | 3.5 | 3.5 | 3.5 | 3.5 | 3.5
Hemphill Pwr&L 1 | 27.7314 | 28.3692 | 28.9792 | 29.6023 | 30.2387 | 30.8888 | 31.5529 | Hemphill Pwr&L 1 | 13.8 | 13.8 | 13.8 | 13.8 | 13.8 | 13.8 | 13.8
HEMPSTEAD 1 | 36.5103 | 37.3502 | 38.1531 | 38.9734 | 39.8114 | 40.6672 | 41.5417 | HEMPSTEAD 1 | 71.1 | 71.1 | 71.1 | 71.1 | 71.1 | 71.1 | 71.1
HICKLING 2 | 19.0249 | 19.5351 | 19.0676 | 19.3742 | 19.9443 | 20.3687 | 20.8245 | HICKLING 2 | 44 | 44 | 44 | 44 | 44 | 44 | 44
HIGH ACRES 1 | 31.295 | 32.0157 | 32.7036 | 33.4068 | 34.1261 | 34.8591 | 35.6082 | HIGH ACRES 1 | 2.4 | 2.4 | 2.4 | 2.4 | 2.4 | 2.4 | 2.4
HILBURN GT 1 | 65.2327 | 69.9973 | 72.3046 | 74.868 | 78.2423 | 80.0563 | 83.3117 | HILBURN GT 1 | 46 | 46 | 46 | 46 | 46 | 46 | 46
Hillman Flared 1 | 44.176 | 44.7906 | 45.5249 | 46.2674 | 47.0827 | 48.0592 | 49.1083 | Hillman Flared 1 | 2 | 2 | 2 | 2 | 2 | 2 | 2
HOLTSVILLE 1 | 63.37 | 66.5993 | 65.8101 | 68.6281 | 69.3316 | 70.4566 | 72.1362 | HOLTSVILLE 1 | 66.8 | 66.8 | 66.8 | 66.8 | 66.8 | 66.8 | 66.8
HOLTSVILLE 10 | 64.6422 | 66.9161 | 67.0641 | 68.0817 | 69.6924 | 72.1673 | 72.5342 | HOLTSVILLE 10 | 66.8 | 66.8 | 66.8 | 66.8 | 66.8 | 66.8 | 66.8
HOLTSVILLE 2 | 63.37 | 65.6944 | 65.9228 | 67.6036 | 69.415 | 72.0056 | 72.4327 | HOLTSVILLE 2 | 66.8 | 66.8 | 66.8 | 66.8 | 66.8 | 66.8 | 66.8
HOLTSVILLE 5 | 66.3736 | 67.1569 | 67.5871 | 69.8504 | 71.3609 | 74.3176 | 75.9355 | HOLTSVILLE 5 | 66.8 | 66.8 | 66.8 | 66.8 | 66.8 | 66.8 | 66.8
HOLTSVILLE 6 | 65.1511 | 66.9161 | 68.4297 | 67.6532 | 69.4632 | 72.763 | 72.7443 | HOLTSVILLE 6 | 66.8 | 66.8 | 66.8 | 66.8 | 66.8 | 66.8 | 66.8
HOLTSVILLE 7 | 63.37 | 67.2726 | 66.065 | 68.3936 | 68.8617 | 71.0829 | 72.2542 | HOLTSVILLE 7 | 66.8 | 66.8 | 66.8 | 66.8 | 66.8 | 66.8 | 66.8
HOLTSVILLE C3 | 63.7016 | 65.9774 | 66.5327 | 68.6982 | 69.4935 | 71.5732 | 72.9019 | HOLTSVILLE C3 | 133.6 | 133.6 | 133.6 | 133.6 | 133.6 | 133.6 | 133.6
HOLTSVILLE C8 | 64.4291 | 66.1978 | 66.5631 | 68.5759 | 69.5279 | 71.6879 | 73.3957 | HOLTSVILLE C8 | 133.6 | 133.6 | 133.6 | 133.6 | 133.6 | 133.6 | 133.6
Holtwood 17 | 21.9619 | 23.2697 | 23.4016 | 23.8188 | 24.5255 | 25.2519 | 26.1418 | Holtwood 17 | 73 | 73 | 73 | 73 | 73 | 73 | 73
Homer City NEY 1 | 13.7997 | 14.303 | 14.127 | 14.3046 | 14.6491 | 14.931 | 15.2653 | Homer City NEY 1 | 310 | 310 | 310 | 310 | 310 | 310 | 310
Homer City NEY 2 | 13.7937 | 14.2968 | 14.1209 | 14.2984 | 14.6427 | 14.9245 | 15.2528 | Homer City NEY 2 | 312 | 312 | 312 | 312 | 312 | 312 | 312
Homer City NEY 3 | 17.6323 | 18.693 | 18.793 | 19.1767 | 19.8021 | 20.4165 | 21.1495 | Homer City NEY 3 | 322 | 322 | 322 | 322 | 322 | 322 | 322
Homer City PN 1 | 13.9777 | 14.4842 | 14.3111 | 14.4898 | 14.8378 | 15.1261 | 15.4646 | Homer City PN 1 | 310 | 310 | 310 | 310 | 310 | 310 | 310
Homer City PN 2 | 13.975 | 14.4825 | 14.308 | 14.4883 | 14.8365 | 15.1247 | 15.4632 | Homer City PN 2 | 307 | 307 | 307 | 307 | 307 | 307 | 307
Homer City PN 3 | 17.0494 | 18.0905 | 18.1756 | 18.537 | 19.0889 | 19.657 | 20.3664 | Homer City PN 3 | 325 | 325 | 325 | 325 | 325 | 325 | 325
Hope Crk joint 1 | 8.4712 | 8.5635 | 8.6443 | 8.7263 | 8.8094 | 8.8936 | 8.9789 | Hope Crk joint 1 | 1073 | 1073 | 1073 | 1073 | 1073 | 1073 | 1073
HUBBARD 1 | 0 | 0 | 0 | 0 | 0 | 0 | 0 | HUBBARD 1 | 0 | 0 | 0 | 0 | 0 | 0 | 0
Hudson 1 | 41.8671 | 41.3056 | 41.3846 | 42.705 | 42.1776 | 43.1541 | 43.8357 | Hudson 1 | 405 | 405 | 405 | 405 | 405 | 405 | 405
Hudson 2 | 16.9769 | 17.9553 | 18.0704 | 18.4291 | 18.9461 | 19.4764 | 20.164 | Hudson 2 | 620 | 620 | 620 | 620 | 620 | 620 | 620
Hudson 3 | 117.6371 | 122.737 | 125.2344 | 126.3376 | 132.2545 | 135.0815 | 137.8736 | Hudson 3 | 150 | 150 | 150 | 150 | 150 | 150 | 150
Hudson Ave GT 3 | 84.2368 | 86.3139 | 88.2085 | 88.1178 | 90.6102 | 93.5161 | 95.4869 | Hudson Ave GT 3 | 17.2 | 17.2 | 17.2 | 17.2 | 17.2 | 17.2 | 17.2
Hudson Ave GT 4 | 82.9065 | 86.7027 | 86.8029 | 87.1103 | 89.1313 | 91.8075 | 93.9374 | Hudson Ave GT 4 | 17.2 | 17.2 | 17.2 | 17.2 | 17.2 | 17.2 | 17.2
Hudson Ave GT 5 | 84.2368 | 87.3329 | 88.2085 | 88.5403 | 90.6102 | 93.3117 | 95.4869 | Hudson Ave GT 5 | 17.2 | 17.2 | 17.2 | 17.2 | 17.2 | 17.2 | 17.2
Hunlock 3 | 18.207 | 18.873 | 18.6325 | 18.8634 | 19.3187 | 19.6902 | 0 | Hunlock 3 | 48 | 48 | 48 | 48 | 48 | 48 | 0
Hunterstown 1 | 68.8837 | 73.8926 | 73.445 | 76.3006 | 79.4005 | 78.9016 | 80.952 | Hunterstown 1 | 27 | 27 | 27 | 27 | 27 | 27 | 27
Hunterstown 2 | 60.3802 | 59.2688 | 61.436 | 62.6765 | 63.2055 | 62.3136 | 65.8009 | Hunterstown 2 | 27 | 27 | 27 | 27 | 27 | 27 | 27
Hunterstown 3 | 70.4015 | 73.4915 | 75.3417 | 77.4359 | 79.7101 | 79.4233 | 81.7411 | Hunterstown 3 | 27 | 27 | 27 | 27 | 27 | 27 | 27
HUNTINGTON 1 | 36.5107 | 37.3496 | 38.1535 | 38.9737 | 39.8115 | 40.6673 | 41.5415 | HUNTINGTON 1 | 19.8 | 19.8 | 19.8 | 19.8 | 19.8 | 19.8 | 19.8
HUNTLEY 63 | 18.3474 | 18.7508 | 18.4399 | 18.6968 | 19.1628 | 19.5455 | 19.9649 | HUNTLEY 63 | 90 | 90 | 90 | 90 | 90 | 90 | 90
HUNTLEY C64 | 17.2632 | 17.6524 | 17.3661 | 17.6106 | 18.0572 | 18.4215 | 18.8362 | HUNTLEY C64 | 270 | 270 | 270 | 270 | 270 | 270 | 270
HUNTLEY C67 | 15.564 | 15.915 | 15.6642 | 15.8892 | 16.2931 | 16.6226 | 16.9972 | HUNTLEY C67 | 380 | 380 | 380 | 380 | 380 | 380 | 380
HYDROCARBON-AL 1 | 40.9034 | 38.9729 | 36.8764 | 41.5284 | 38.5863 | 38.2644 | 40.1725 | HYDROCARBON-AL 1 | 2 | 2 | 2 | 2 | 2 | 2 | 2
HYQB-Inter 1 | 0 | 0 | 0 | 0 | 0 | 0 | 0 | HYQB-Inter 1 | 1840 | 1900 | 1900 | 2300 | 2300 | 2300 | 2300
Indeck-Corinth 1 | 26.2902 | 26.209 | 26.4583 | 26.9736 | 27.4728 | 27.9236 | 28.7216 | Indeck-Corinth 1 | 80 | 80 | 80 | 80 | 80 | 80 | 80
Indeck-Corinth 2 | 26.4908 | 26.2509 | 26.5607 | 27.0181 | 27.5806 | 28.2112 | 29.1935 | Indeck-Corinth 2 | 48 | 48 | 48 | 48 | 48 | 48 | 48
INDECK-ILION 1 | 29.0785 | 27.8518 | 29.5766 | 29.7106 | 29.9141 | 30.058 | 31.7009 | INDECK-ILION 1 | 56.8 | 56.8 | 56.8 | 56.8 | 56.8 | 56.8 | 56.8
INDECK-OLEAN 1 | 26.3865 | 26.1892 | 26.5236 | 27.2112 | 27.6408 | 28.2196 | 29.4092 | INDECK-OLEAN 1 | 78 | 78 | 78 | 78 | 78 | 78 | 78
INDECK-OSWEGO 1 | 30.0092 | 28.4096 | 29.4632 | 30.2025 | 30.4707 | 30.7248 | 32.2307 | INDECK-OSWEGO 1 | 63 | 63 | 63 | 63 | 63 | 63 | 63
Indeck-Silver 1 | 26.7065 | 26.4208 | 27.0521 | 27.6109 | 27.9991 | 28.6531 | 29.653 | Indeck-Silver 1 | 39 | 39 | 39 | 39 | 39 | 39 | 39
Indeck-Silver 2 | 26.7468 | 26.4183 | 26.9168 | 27.3651 | 28.0432 | 28.612 | 29.6393 | Indeck-Silver 2 | 16 | 16 | 16 | 16 | 16 | 16 | 16
INDECK-YERKES 1 | 29.9984 | 28.2217 | 29.383 | 30.1161 | 30.17 | 30.473 | 32.5335 | INDECK-YERKES 1 | 57.4 | 57.4 | 57.4 | 57.4 | 57.4 | 57.4 | 57.4
Indian Point 2 | 7.4531 | 7.5446 | 7.6263 | 0 | 0 | 0 | 0 | Indian Point 2 | 951 | 951 | 951 | 0 | 0 | 0 | 0
Indian Point 3 | 7.552 | 0 | 0 | 0 | 0 | 0 | 0 | Indian Point 3 | 1000 | 0 | 0 | 0 | 0 | 0 | 0
Indian Point G 1 | 96.2124 | 97.1858 | 100.6872 | 98.1411 | 100.4166 | 103.5417 | 105.8226 | Indian Point G 1 | 25.4 | 25.4 | 25.4 | 25.4 | 25.4 | 25.4 | 25.4
Indian River 1 | 17.584 | 18.6075 | 18.7174 | 19.0808 | 19.6262 | 20.1875 | 20.8903 | Indian River 1 | 90 | 90 | 90 | 90 | 90 | 90 | 90
Indian River 10 | 65.3014 | 67.8654 | 69.6957 | 70.4074 | 73.6188 | 75.2146 | 76.8561 | Indian River 10 | 21 | 21 | 21 | 21 | 21 | 21 | 21
Indian River 2 | 17.8862 | 18.9325 | 19.0417 | 19.3936 | 19.9472 | 20.5081 | 21.2233 | Indian River 2 | 90 | 90 | 90 | 90 | 90 | 90 | 90
Indian River 3 | 16.4904 | 17.4499 | 17.5628 | 17.9208 | 18.4512 | 18.9882 | 19.6513 | Indian River 3 | 165 | 165 | 165 | 165 | 165 | 165 | 165
Indian River 4 | 18.2709 | 19.3418 | 19.4472 | 19.8202 | 20.3616 | 20.9228 | 21.6635 | Indian River 4 | 403 | 403 | 403 | 403 | 403 | 403 | 403
Indiana Univ 1 | 0 | 0 | 0 | 0 | 53.5636 | 54.8789 | 55.6879 | Indiana Univ 1 | 16 | 16 | 16 | 16 | 16 | 16 | 16
Inter-MECL 1 | 0 | 0 | 0 | 0 | 0 | 0 | 0 | Inter-MECL 1 | 25 | 25 | 25 | 25 | 25 | 25 | 25
Inter-NBPC 1 | 0 | 0 | 0 | 0 | 0 | 0 | 0 | Inter-NBPC 1 | 142 | 142 | 142 | 142 | 142 | 142 | 142
Inter-NSPI 1 | 0 | 0 | 0 | 0 | 0 | 0 | 0 | Inter-NSPI 1 | 269 | 270 | 291 | 306 | 307 | 313 | 313
Inter-ONHY 1 | 0 | 0 | 0 | 0 | 0 | 0 | 0 | Inter-ONHY 1 | 666 | 666 | 666 | 666 | 666 | 666 | 666
Ipswich Dsl 2 | 35.5505 | 42.5673 | 0 | 33.9885 | 34 | 35.9407 | 35.1538 | Ipswich Dsl 2 | 1.4 | 1.4 | 1.4 | 1.4 | 1.4 | 1.4 | 1.4
Ipswich Dsl 3 | 53.9955 | 58.8641 | 58.0588 | 60.3197 | 63.5 | 66.1034 | 66.5882 | Ipswich Dsl 3 | 0.6 | 0.6 | 0.6 | 0.6 | 0.6 | 0.6 | 0.6
Ipswich Dsl 6 | 36.7489 | 42.5103 | 44.1724 | 33.9853 | 34.129 | 36.9309 | 35.5333 | Ipswich Dsl 6 | 1.1 | 1.1 | 1.1 | 1.1 | 1.1 | 1.1 | 1.1
Ipswich Dsl 7 | 42.1662 | 45.7662 | 46.7838 | 46.9509 | 50.025 | 51.524 | 50.8974 | Ipswich Dsl 7 | 1.4 | 1.4 | 1.4 | 1.4 | 1.4 | 1.4 | 1.4
Ipswich Dsl 8 | 42.3059 | 45.9835 | 46.4138 | 47.1054 | 0 | 51.5556 | 51.4667 | Ipswich Dsl 8 | 1.1 | 1.1 | 1.1 | 1.1 | 1.1 | 1.1 | 1.1
Ipswich Dsl 9 | 36.8464 | 42.5673 | 44.5135 | 34.0855 | 34 | 34.8481 | 35.1538 | Ipswich Dsl 9 | 1.4 | 1.4 | 1.4 | 1.4 | 1.4 | 1.4 | 1.4
Ipswich Dsl C1 | 35.9836 | 42.623 | 44.3232 | 33.8544 | 34.0493 | 36.9926 | 35.5049 | Ipswich Dsl C1 | 5.2 | 5.2 | 5.2 | 5.2 | 5.2 | 5.2 | 5.2
Iroq Falls-No 1 | 44.3683 | 44.9833 | 45.7182 | 46.4618 | 47.2778 | 48.2551 | 49.3055 | Iroq Falls-No 1 | 92.8 | 92.8 | 92.8 | 92.8 | 92.8 | 92.8 | 92.8
ISLIP IC 1 | 31.2948 | 32.015 | 32.7029 | 33.4071 | 34.1245 | 34.8587 | 35.6089 | ISLIP IC 1 | 1.7 | 1.7 | 1.7 | 1.7 | 1.7 | 1.7 | 1.7
ISLIP ST 1 | 28.4809 | 29.136 | 29.7623 | 30.4023 | 31.0559 | 31.7236 | 32.4057 | ISLIP ST 1 | 8.6 | 8.6 | 8.6 | 8.6 | 8.6 | 8.6 | 8.6
J A FitzPatric 1 | 7.1949 | 7.2816 | 7.3589 | 0 | 0 | 0 | 0 | J A FitzPatric 1 | 830 | 830 | 830 | 0 | 0 | 0 | 0
J C MCNEIL Joi 1 | 36.5401 | 37.4904 | 38.1041 | 39.0743 | 39.8085 | 40.6275 | 0 | J C MCNEIL Joi 1 | 53 | 53 | 53 | 53 | 53 | 53 | 0
Jenkins C1 | 64.9986 | 68.7831 | 69.769 | 72.9321 | 74.1729 | 73.6618 | 76.5267 | Jenkins C1 | 36 | 36 | 36 | 36 | 36 | 36 | 36
JENNISON 1 | 25.3914 | 25.8965 | 25.3937 | 25.7227 | 26.3516 | 26.9533 | 27.5368 | JENNISON 1 | 33 | 33 | 33 | 33 | 33 | 33 | 33
JENNISON 2 | 27.6711 | 28.3366 | 27.7094 | 28.0262 | 28.8173 | 29.415 | 29.9103 | JENNISON 2 | 38 | 38 | 38 | 38 | 38 | 38 | 38
Jepson 1-4 14 | 45.4197 | 49.4899 | 50.4634 | 50.7462 | 54.3864 | 55.7161 | 0 | Jepson 1-4 14 | 8 | 8 | 8 | 8 | 8 | 8 | 8
JMC-SELKIRK 1 | 29.1526 | 29.1199 | 29.469 | 29.6067 | 30.1735 | 31.111 | 32.2108 | JMC-SELKIRK 1 | 104.1 | 104.1 | 104.1 | 104.1 | 104.1 | 104.1 | 104.1
Kamine-Boise 1 | 28.6184 | 27.759 | 27.8712 | 28.8875 | 29.6059 | 29.8457 | 31.3102 | Kamine-Boise 1 | 59.7 | 59.7 | 59.7 | 59.7 | 59.7 | 59.7 | 59.7
KAMINE-CARTHAG 1 | 29.509 | 28.3567 | 29.6308 | 30.0161 | 30.3217 | 30.8372 | 32.3351 | KAMINE-CARTHAG 1 | 68.4 | 68.4 | 68.4 | 68.4 | 68.4 | 68.4 | 68.4
Kamine-Gouvern 2 | 25.6427 | 25.7892 | 26.3753 | 27.0945 | 27.4031 | 27.8427 | 28.6882 | Kamine-Gouvern 2 | 11 | 11 | 11 | 11 | 11 | 11 | 11
KAMINE-GOUVNR 1 | 29.1459 | 28.0257 | 27.8504 | 29.6732 | 30.0404 | 30.2876 | 31.8945 | KAMINE-GOUVNR 1 | 38 | 38 | 38 | 38 | 38 | 38 | 38
KAMINE-S GLENS 1 | 29.2926 | 28.1176 | 29.3902 | 30.1073 | 30.0702 | 30.3269 | 32.0867 | KAMINE-S GLENS 1 | 64.9 | 64.9 | 64.9 | 64.9 | 64.9 | 64.9 | 64.9
Kapuskasing (T 1 | 44.2305 | 44.8452 | 45.5796 | 46.3225 | 47.1381 | 48.1147 | 49.1641 | Kapuskasing (T 1 | 48 | 48 | 48 | 48 | 48 | 48 | 48
KCS 1 | 14.0431 | 14.5543 | 14.3749 | 14.5551 | 14.9051 | 15.1915 | 15.5315 | KCS 1 | 203 | 203 | 203 | 203 | 203 | 203 | 203
Kearny 12 | 67.0481 | 69.9987 | 71.1286 | 72.0039 | 75.0361 | 76.7032 | 78.5054 | Kearny 12 | 258 | 258 | 258 | 258 | 258 | 258 | 258
Kearny 9 | 61.3557 | 61.0856 | 62.831 | 62.2973 | 65.87 | 67.0138 | 68.5794 | Kearny 9 | 24 | 24 | 24 | 24 | 24 | 24 | 24
Kearny C10 | 61.438 | 61.1378 | 62.722 | 62.5039 | 66.3345 | 66.6938 | 68.6398 | Kearny C10 | 318 | 318 | 318 | 318 | 318 | 318 | 318
Kearny C7 | 27.0121 | 28.1857 | 28.5819 | 29.1897 | 29.3624 | 29.8596 | 30.3086 | Kearny C7 | 296 | 296 | 296 | 296 | 296 | 296 | 296
Keele Valley 1 | 27.1371 | 27.7613 | 28.358 | 28.9678 | 29.5906 | 30.2268 | 30.8767 | Keele Valley 1 | 30 | 30 | 30 | 30 | 30 | 30 | 30
Kendall Sq 1- 13 | 43.2641 | 52.9252 | 56.3109 | 59.7441 | 63.6143 | 66.3365 | 69.3866 | Kendall Sq 1- 13 | 64 | 64 | 64 | 64 | 64 | 64 | 64
Kendall Sq J C1 | 68.2095 | 107.7497 | 65.2955 | 107.4717 | 101.1521 | 119.518 | 102.4803 | Kendall Sq J C1 | 46 | 46 | 46 | 46 | 46 | 46 | 46
Kenilworth 1 | 27.4737 | 27.0368 | 27.4754 | 27.7806 | 28.1621 | 28.8139 | 29.5632 | Kenilworth 1 | 15 | 15 | 15 | 15 | 15 | 15 | 15
KES-CHATEAUGAY 1 | 35.5361 | 36.3534 | 37.135 | 37.9333 | 38.749 | 39.582 | 40.4332 | KES-CHATEAUGAY 1 | 17.8 | 17.8 | 17.8 | 17.8 | 17.8 | 17.8 | 17.8
Keyst IC joint 1 | 0 | 0 | 0 | 0 | 0 | 0 | 0 | Keyst IC joint 1 | 10.8 | 10.8 | 10.8 | 10.8 | 10.8 | 10.8 | 10.8
Keyst ST joi C1 | 13.0969 | 13.5787 | 13.4034 | 13.5705 | 13.9011 | 14.1767 | 14.5034 | Keyst ST joi C1 | 1700 | 1700 | 1700 | 1700 | 1700 | 1700 | 1700
Keystone Lan IPP | 35.8219 | 36.6465 | 37.4344 | 38.2396 | 39.0625 | 39.9016 | 40.7597 | Keystone Lan IPP | 5 | 5 | 5 | 5 | 5 | 5 | 5
KIAC (JFK) 1 | 27.4544 | 27.1279 | 27.5877 | 27.9494 | 28.4099 | 29.1212 | 30.0964 | KIAC (JFK) 1 | 100 | 100 | 100 | 100 | 100 | 100 | 100
Kingston Cog 1 | 54.1753 | 54.9102 | 55.8582 | 56.754 | 57.7728 | 58.9713 | 60.2511 | Kingston Cog 1 | 103.9 | 103.9 | 103.9 | 103.9 | 103.9 | 103.9 | 103.9
Kinsley Landfi 1 | 34.4537 | 35.2478 | 36.0051 | 36.7788 | 37.5694 | 38.3773 | 39.2036 | Kinsley Landfi 1 | 2.6 | 2.6 | 2.6 | 2.6 | 2.6 | 2.6 | 2.6
KINTIGH 1 | 12.4458 | 12.738 | 12.6382 | 12.7689 | 13.0198 | 13.2556 | 13.5417 | KINTIGH 1 | 675 | 675 | 675 | 675 | 675 | 675 | 675
Kirkland Lake 1 | 27.137 | 27.7612 | 28.3581 | 28.9678 | 29.5906 | 30.2268 | 30.8767 | Kirkland Lake 1 | 13 | 13 | 13 | 13 | 13 | 13 | 13
Kirkland Lake 2 | 44.2299 | 44.8446 | 45.579 | 46.3219 | 47.1375 | 48.1141 | 49.1635 | Kirkland Lake 2 | 89 | 89 | 89 | 89 | 89 | 89 | 89
Koppers Co 1 | 29.0169 | 29.6843 | 30.3227 | 30.9746 | 31.6404 | 32.3207 | 33.0156 | Koppers Co 1 | 7 | 7 | 7 | 7 | 7 | 7 | 7
L C P CHEMICA 1 | 29.1023 | 28.114 | 28.1145 | 29.2747 | 29.8086 | 30.1898 | 31.3922 | L C P CHEMICA 1 | 67.8 | 67.8 | 67.8 | 67.8 | 67.8 | 67.8 | 67.8
L STREET JET 1 | 83.2763 | 81.3656 | 81.0573 | 82.6517 | 96.9116 | 102.7346 | 100.324 | L STREET JET 1 | 22.3 | 22.3 | 22.3 | 22.3 | 22.3 | 22.3 | 22.3
L&D Landfill 1 | 39.5222 | 45.1481 | 0 | 0 | 0 | 0 | 0 | L&D Landfill 1 | 2 | 2 | 0 | 0 | 0 | 0 | 0
L'Energia Join 1 | 33.633 | 34.5986 | 34.7663 | 35.1744 | 35.7118 | 36.3911 | 37.2166 | L'Energia Join 1 | 87.5 | 87.5 | 87.5 | 87.5 | 87.5 | 87.5 | 87.5
La Citiere G C1 | 0 | 0 | 0 | 0 | 0 | 0 | 0 | La Citiere G C1 | 280 | 280 | 280 | 280 | 280 | 280 | 280
Labatts 1 | 44.176 | 44.7903 | 45.5246 | 46.2671 | 47.0827 | 48.0589 | 49.1079 | Labatts 1 | 1 | 1 | 1 | 1 | 1 | 1 | 1
Lake Superior 1 | 44.2305 | 44.8452 | 45.5796 | 46.3225 | 47.1381 | 48.1147 | 49.1642 | Lake Superior 1 | 110 | 110 | 110 | 110 | 110 | 110 | 110
Lakeview C1 | 16.7183 | 17.0781 | 17.5348 | 17.8661 | 18.2031 | 18.6203 | 19.0209 | Lakeview C1 | 568 | 568 | 568 | 568 | 568 | 568 | 568
Lakeview C5 | 17.3324 | 17.7208 | 18.2227 | 18.5527 | 18.9136 | 19.3612 | 19.7457 | Lakeview C5 | 580 | 580 | 580 | 580 | 580 | 580 | 580
Lakeview Land N6 | 0 | 42.8333 | 37.559 | 39.2145 | 36.4155 | 38.1263 | 39.1645 | Lakeview Land N6 | 8 | 8 | 8 | 8 | 8 | 8 | 8
Lakewood Cogen 1 | 34.289 | 33.7476 | 34.4289 | 34.7469 | 35.4644 | 35.8816 | 36.8192 | Lakewood Cogen 1 | 258 | 258 | 258 | 258 | 258 | 258 | 258
Lambton C1 | 16.4806 | 16.8293 | 17.2231 | 17.5593 | 17.9013 | 18.2915 | 18.6777 | Lambton C1 | 970 | 970 | 970 | 970 | 970 | 970 | 970
Lambton C3 | 16.7859 | 17.1512 | 17.5633 | 17.9085 | 18.2501 | 18.6584 | 19.039 | Lambton C3 | 980 | 980 | 980 | 980 | 980 | 980 | 980
Lancaster Co 1 | 37.2228 | 38.0789 | 38.898 | 39.7339 | 40.5885 | 41.4609 | 42.3526 | Lancaster Co 1 | 30 | 30 | 30 | 30 | 30 | 30 | 30
LANCASTER LF P 1 | 31.2964 | 32.0157 | 32.7032 | 33.4068 | 34.1262 | 34.8594 | 35.6092 | LANCASTER LF P 1 | 2.7 | 2.7 | 2.7 | 2.7 | 2.7 | 2.7 | 2.7
LANCASTER LF P 2 | 31.2958 | 32.0146 | 32.7043 | 33.4063 | 34.1247 | 34.8582 | 35.6091 | LANCASTER LF P 2 | 3 | 3 | 3 | 3 | 3 | 3 | 3
Lantic Sugar 1 | 64.1594 | 70.7355 | 74.3296 | 82.1991 | 84.9538 | 91.2218 | 88.5993 | Lantic Sugar 1 | 1.5 | 1.5 | 1.5 | 1.5 | 1.5 | 1.5 | 1.5
LEDERLE 1 | 34.9058 | 34.756 | 34.9378 | 35.7671 | 36.1697 | 37.0578 | 37.2297 | LEDERLE 1 | 19.7 | 19.7 | 19.7 | 19.7 | 19.7 | 19.7 | 19.7
Lennox - CTU 1-3 | 0 | 55.9853 | 55.4622 | 61.9266 | 64.8807 | 67.3517 | 68.3 | Lennox - CTU 1-3 | 0 | 0 | 23.3 | 23.3 | 23.3 | 23.3 | 23.3
Lennox 1 | 28.4563 | 0 | 0 | 0 | 0 | 0 | 0 | Lennox 1 | 535 | 0 | 0 | 0 | 0 | 0 | 0
Lennox 1G | 63.2255 | 59.7025 | 63.7426 | 67.4348 | 62.454 | 58.2518 | 63.6957 | Lennox 1G | 0 | 535 | 535 | 535 | 535 | 535 | 535
Lennox 2 | 29.0438 | 0 | 0 | 0 | 0 | 0 | 0 | Lennox 2 | 535 | 0 | 0 | 0 | 0 | 0 | 0
Lennox 2G | 63.0563 | 56.7156 | 62.519 | 65.5361 | 60.5986 | 55.7232 | 63.5196 | Lennox 2G | 0 | 535 | 535 | 535 | 535 | 535 | 535
Lennox C3R | 27.9884 | 31.4246 | 37.849 | 38.7617 | 43.2965 | 0 | 0 | Lennox C3R | 1070 | 1070 | 1070 | 1070 | 1070 | 0 | 0
Limerick 1 | 8.1786 | 8.266 | 8.3425 | 8.4199 | 8.4984 | 8.578 | 8.6586 | Limerick 1 | 1123 | 1123 | 1123 | 1123 | 1123 | 1123 | 1123
Limerick 2 | 8.1125 | 8.1994 | 8.2754 | 8.3525 | 8.4306 | 8.5097 | 8.5899 | Limerick 2 | 1133 | 1133 | 1133 | 1133 | 1133 | 1133 | 1133
Linden 1 | 28.1523 | 29.3196 | 29.8294 | 30.1332 | 30.4285 | 31.0159 | 31.4779 | Linden 1 | 180 | 180 | 180 | 180 | 180 | 180 | 180
Linden 2 | 27.3885 | 28.4032 | 28.8827 | 29.4483 | 29.6192 | 29.9804 | 30.4283 | Linden 2 | 250 | 250 | 250 | 250 | 250 | 250 | 250
Linden 3 | 116.3459 | 115.2959 | 118.5477 | 117.3022 | 124.745 | 124.8989 | 128.4224 | Linden 3 | 24 | 24 | 24 | 24 | 24 | 24 | 24
Linden C5 | 113.1032 | 113.1017 | 115.624 | 115.3794 | 120.6668 | 123.4604 | 126.4304 | Linden C5 | 60 | 60 | 60 | 60 | 60 | 60 | 60
Linden C7 | 43.6835 | 43.4003 | 44.7032 | 44.1916 | 46.8396 | 47.8547 | 49.2019 | Linden C7 | 184 | 184 | 184 | 184 | 184 | 184 | 184
Lingan C1 | 18.5501 | 18.9608 | 19.3516 | 19.7534 | 20.1605 | 20.5861 | 21.0185 | Lingan C1 | 620 | 620 | 620 | 620 | 620 | 620 | 620
Lisbon 1 | 25.7453 | 26.3374 | 26.9037 | 27.4822 | 28.073 | 28.6766 | 29.2931 | Lisbon 1 | 13.1 | 13.1 | 13.1 | 13.1 | 13.1 | 13.1 | 13.1
Lock Haven 1 | 64.0338 | 67.5047 | 67.8098 | 71.0374 | 73.2134 | 72.0477 | 74.6192 | Lock Haven 1 | 18 | 18 | 18 | 18 | 18 | 18 | 18
Lockport Cogen 1 | 26.6801 | 26.4715 | 27.0488 | 27.6856 | 27.9386 | 28.4918 | 29.5345 | Lockport Cogen 1 | 179 | 179 | 179 | 179 | 179 | 179 | 179
LONG BEACH 1 | 28.4811 | 29.1362 | 29.7623 | 30.4022 | 31.0557 | 31.7239 | 32.4059 | LONG BEACH 1 | 2.7 | 2.7 | 2.7 | 2.7 | 2.7 | 2.7 | 2.7
LOST NATION GT 1 | 137.9151 | 93.6267 | 98.7317 | 118.0049 | 106.5455 | 144.4055 | 108.0233 | LOST NATION GT 1 | 18.3 | 18.3 | 18.3 | 18.3 | 18.3 | 18.3 | 18.3
LOVETT 3 | 28.0359 | 28.979 | 29.1744 | 30.1941 | 30.0952 | 31.0049 | 30.709 | LOVETT 3 | 67 | 67 | 67 | 67 | 67 | 67 | 67
LOVETT 4 | 16.2584 | 16.6538 | 16.3418 | 16.6027 | 17.0565 | 17.4124 | 17.799 | LOVETT 4 | 175 | 175 | 175 | 175 | 175 | 175 | 175
LOVETT 5 | 17.8622 | 18.2979 | 17.9474 | 18.2296 | 18.7294 | 19.122 | 19.5469 | LOVETT 5 | 193.3 | 193.3 | 193.3 | 193.3 | 193.3 | 193.3 | 193.3
M ST JET 1 | 56.2775 | 60.2609 | 62.5562 | 63.7124 | 67.7183 | 68.8239 | 70.6861 | M ST JET 1 | 68.1 | 68.1 | 68.1 | 68.1 | 68.1 | 68.1 | 68.1
Madison Street 1 | 93.8506 | 97.7805 | 100.1709 | 100.8043 | 105.4218 | 107.6198 | 110.3451 | Madison Street 1 | 14 | 14 | 14 | 14 | 14 | 14 | 14
Maine Energy R 1 | 28.4809 | 29.136 | 29.7624 | 30.4023 | 31.0559 | 31.7237 | 32.4057 | Maine Energy R 1 | 19.4 | 19.4 | 19.4 | 19.4 | 19.4 | 19.4 | 19.4
Malette Kraft 1 | 27.1371 | 27.7613 | 28.3581 | 28.9678 | 29.5907 | 30.2268 | 30.8767 | Malette Kraft 1 | 4 | 4 | 4 | 4 | 4 | 4 | 4
MANCHESTER S C10 | 27.5424 | 28.468 | 28.7595 | 29.4874 | 30.1298 | 30.7254 | 31.5294 | MANCHESTER S C10 | 495 | 495 | 495 | 495 | 495 | 495 | 495
Marcal Paper 1 | 25.7197 | 25.5572 | 25.8892 | 26.1316 | 26.5049 | 27.1027 | 27.7828 | Marcal Paper 1 | 47 | 47 | 47 | 47 | 47 | 47 | 47
Martns Crk 3 | 31.6418 | 31.2362 | 32.167 | 32.7251 | 32.8266 | 32.9621 | 33.6304 | Martns Crk 3 | 807 | 807 | 807 | 807 | 807 | 807 | 807
Martns Crk 4 | 31.9103 | 31.591 | 31.4726 | 32.447 | 32.6197 | 33.1713 | 33.0234 | Martns Crk 4 | 785 | 785 | 785 | 785 | 785 | 785 | 785
Martns Crk C1 | 15.9659 | 16.504 | 16.3119 | 16.506 | 16.8531 | 17.1681 | 17.5692 | Martns Crk C1 | 300 | 300 | 300 | 300 | 300 | 300 | 300
Martns Crk IC 1 | 46.3827 | 48.5192 | 49.2299 | 50.4219 | 52.0487 | 52.6547 | 53.7564 | Martns Crk IC 1 | 5 | 5 | 5 | 5 | 5 | 5 | 5
Mass Power 1 J 1 | 29.313 | 29.8697 | 29.8301 | 29.9988 | 31.0831 | 32.3917 | 33.4932 | Mass Power 1 J 1 | 240 | 240 | 240 | 240 | 240 | 240 | 240
Mass Power 2 J 2 | 81.6353 | 82.8569 | 69.752 | 60.3233 | 53.5449 | 57.6752 | 55.7853 | Mass Power 2 J 2 | 30 | 30 | 30 | 30 | 30 | 30 | 30
Mass Refuse Te 1 | 28.4809 | 29.1359 | 29.7624 | 30.4023 | 31.0559 | 31.7235 | 32.4057 | Mass Refuse Te 1 | 32 | 32 | 32 | 32 | 32 | 32 | 32
MASSENA ENRG F 1 | 29.0863 | 28.0645 | 28.1551 | 29.5757 | 29.6297 | 29.9549 | 31.57 | MASSENA ENRG F 1 | 79 | 79 | 79 | 79 | 79 | 79 | 79
MEDWAY 3 | 65.3055 | 67.966 | 67.3438 | 69.4915 | 74.3531 | 77.3631 | 75.345 | MEDWAY 3 | 63.1 | 63.1 | 63.1 | 63.1 | 63.1 | 63.1 | 63.1
MEDWAY C1 | 67.1091 | 69.9482 | 69.7452 | 71.9267 | 77.5 | 79.1353 | 80.2717 | MEDWAY C1 | 127 | 127 | 127 | 127 | 127 | 127 | 127
Mercer 3 | 83.6294 | 86.9164 | 88.8084 | 89.1391 | 93.0115 | 95.3689 | 97.4096 | Mercer 3 | 140 | 140 | 140 | 140 | 140 | 140 | 140
Mercer C1 | 16.6072 | 17.5623 | 17.6644 | 18.0198 | 18.529 | 19.0715 | 19.7533 | Mercer C1 | 650 | 650 | 650 | 650 | 650 | 650 | 650
Merrimack 1 | 18.9783 | 19.3977 | 19.7957 | 20.204 | 20.6205 | 21.0428 | 21.4781 | Merrimack 1 | 113.5 | 113.5 | 113.5 | 113.5 | 113.5 | 113.5 | 113.5
Merrimack 2 | 18.8489 | 19.267 | 19.6622 | 20.0681 | 20.4799 | 20.9038 | 21.3337 | Merrimack 2 | 320 | 320 | 320 | 320 | 320 | 320 | 320
MERRIMACK JET 1 | 55.9555 | 60.296 | 61.5314 | 63.1608 | 67.0763 | 68.4011 | 70.4565 | MERRIMACK JET 1 | 23 | 23 | 23 | 23 | 23 | 23 | 23
MERRIMACK JET 2 | 55.6905 | 59.8757 | 61.388 | 62.5647 | 66.7305 | 68.223 | 69.9598 | MERRIMACK JET 2 | 23.5 | 23.5 | 23.5 | 23.5 | 23.5 | 23.5 | 23.5
Mickleton 1 | 53.7372 | 0 | 0 | 0 | 0 | 0 | 0 | Mickleton 1 | 79 | 0 | 0 | 0 | 0 | 0 | 0
Mid Conn (Hart 1 | 23.7453 | 24.3323 | 24.907 | 25.4729 | 26.0491 | 26.5811 | 27.178 | Mid Conn (Hart 1 | 62.5 | 62.5 | 62.5 | 62.5 | 62.5 | 62.5 | 62.5
Middle 3 | 68.3068 | 71.2156 | 72.729 | 73.5066 | 76.2453 | 78.2291 | 80.0359 | Middle 3 | 44 | 44 | 44 | 44 | 44 | 44 | 44
Middle C1 | 61.054 | 63.4398 | 64.8213 | 65.4379 | 68.3419 | 69.6933 | 71.3147 | Middle C1 | 46 | 46 | 46 | 46 | 46 | 46 | 46
Middle Musquod 1 | 25.0556 | 25.632 | 26.1832 | 26.7461 | 27.3211 | 27.9089 | 28.5089 | Middle Musquod 1 | 0.5 | 0.5 | 0.5 | 0.5 | 0.5 | 0.5 | 0.5
Middletown 1 | 28.1402 | 31.4988 | 34.3038 | 36.3333 | 38.8898 | 41.0867 | 41.8035 | Middletown 1 | 66.4 | 66.4 | 66.4 | 66.4 | 66.4 | 66.4 | 66.4
MIDDLETOWN Jo 10 | 52.7048 | 55.9545 | 58.1636 | 60.3277 | 63.8616 | 65.758 | 67.7261 | MIDDLETOWN Jo 10 | 19.4 | 19.4 | 19.4 | 19.4 | 19.4 | 19.4 | 19.4
MIDDLETOWN Joi 2 | 25.8996 | 28.7767 | 30.7917 | 32.4135 | 34.7263 | 35.9727 | 37.2165 | MIDDLETOWN Joi 2 | 120 | 120 | 120 | 120 | 120 | 120 | 120
MIDDLETOWN Joi 3 | 23.9854 | 26.866 | 28.8259 | 30.2651 | 32.213 | 33.1981 | 34.065 | MIDDLETOWN Joi 3 | 245 | 245 | 245 | 245 | 245 | 245 | 245
MIDDLETOWN Joi 4 | 29.2994 | 33.0305 | 36.1386 | 37.9669 | 40.9697 | 43.7441 | 43.6791 | MIDDLETOWN Joi 4 | 400 | 400 | 400 | 400 | 400 | 400 | 400
Milford Power 1 | 43.8491 | 44.503 | 45.75 | 42.2003 | 43.7951 | 45.2251 | 45.6441 | Milford Power 1 | 170.7 | 170.7 | 170.7 | 170.7 | 170.7 | 170.7 | 170.7
Millbank C1 | 58.397 | 62.459 | 65.2826 | 67.2501 | 72.4591 | 74.7269 | 78.031 | Millbank C1 | 398 | 398 | 398 | 398 | 398 | 398 | 398
MILLIKEN 1 | 13.382 | 13.6852 | 13.4333 | 13.6166 | 13.9528 | 14.2278 | 14.5305 | MILLIKEN 1 | 149 | 149 | 149 | 149 | 149 | 149 | 149
MILLIKEN 2 | 13.2414 | 13.5414 | 13.296 | 13.4755 | 13.8082 | 14.0802 | 14.3808 | MILLIKEN 2 | 154 | 154 | 154 | 154 | 154 | 154 | 154
MILLSTONE Join 3 | 7.3738 | 7.4646 | 7.5459 | 7.6284 | 7.7123 | 7.7974 | 7.8838 | MILLSTONE Join 3 | 1145.7 | 1145.7 | 1145.7 | 1145.7 | 1145.7 | 1145.7 | 1145.7
MISC DIESEL 1 | 46.7681 | 0 | 0 | 52.219 | 53.0605 | 53.1243 | 54.2507 | MISC DIESEL 1 | 7.3 | 7.3 | 7.3 | 7.3 | 7.3 | 7.3 | 7.3
Misc Diesel - 1 | 50.3333 | 53.0029 | 55.4574 | 57.3509 | 60.7886 | 62.6073 | 64.5388 | Misc Diesel - 1 | 61 | 61 | 61 | 61 | 61 | 61 | 61
Misc-IC NIMP 1 | 46.68 | 0 | 49.6301 | 52.2522 | 52.8039 | 53.6061 | 54.5744 | Misc-IC NIMP 1 | 4.2 | 4.2 | 4.2 | 4.2 | 4.2 | 4.2 | 4.2
Missouri B 1 | 62.4948 | 64.7812 | 66.2941 | 66.9559 | 69.8982 | 71.3883 | 73.067 | Missouri B 1 | 24 | 24 | 24 | 24 | 24 | 24 | 24
Missouri C 1 | 62.8923 | 65.1622 | 66.1215 | 66.7755 | 69.8769 | 71.4192 | 73.0157 | Missouri C 1 | 24 | 24 | 24 | 24 | 24 | 24 | 24
Missouri D 1 | 63.2815 | 65.6444 | 67.1704 | 67.6081 | 70.8718 | 72.4332 | 73.8619 | Missouri D 1 | 24 | 24 | 24 | 24 | 24 | 24 | 24
MMLP 1 | 29.8157 | 30.5014 | 31.1572 | 31.8271 | 32.5114 | 33.2103 | 33.9244 | MMLP 1 | 28 | 28 | 28 | 28 | 28 | 28 | 28
Mobil CC 1 | 26.8487 | 26.6166 | 26.8677 | 27.2264 | 27.5939 | 28.1129 | 28.8156 | Mobil CC 1 | 56 | 56 | 56 | 56 | 56 | 56 | 56
Modern Landfi N3 | 37.8393 | 37.1879 | 36.7899 | 38.7586 | 38.9032 | 39.0921 | 40.29 | Modern Landfi N3 | 8 | 8 | 8 | 8 | 8 | 8 | 8
MONROE-LIVINGS 1 | 31.2961 | 32.0161 | 32.7038 | 33.407 | 34.1256 | 34.8587 | 35.6087 | MONROE-LIVINGS 1 | 6.7 | 6.7 | 6.7 | 6.7 | 6.7 | 6.7 | 6.7
MONTAUK C2 | 48.9409 | 51.3438 | 51.614 | 52.4544 | 54.2968 | 55.2781 | 56.917 | MONTAUK C2 | 6 | 6 | 6 | 6 | 6 | 6 | 6
Montour ACC 1 | 13.06 | 13.536 | 13.3407 | 13.5439 | 13.8759 | 14.1147 | 14.4384 | Montour ACC 1 | 15 | 15 | 15 | 15 | 15 | 15 | 15
Montour C1 | 12.9035 | 13.371 | 13.2166 | 13.3851 | 13.7044 | 13.9804 | 14.3035 | Montour C1 | 1510 | 1510 | 1510 | 1510 | 1510 | 1510 | 1510
MONTVILLE Joi 11 | 43.447 | 47.1513 | 48.0732 | 47.9198 | 51.8182 | 52.8641 | 52.5581 | MONTVILLE Joi 11 | 5.5 | 5.5 | 5.5 | 5.5 | 5.5 | 5.5 | 5.5
MONTVILLE Join 5 | 31.337 | 34.5365 | 36.138 | 36.3204 | 36.9447 | 37.0698 | 38.1411 | MONTVILLE Join 5 | 82 | 82 | 82 | 82 | 82 | 82 | 82
MONTVILLE Join 6 | 29.4023 | 33.2767 | 36.4796 | 38.6064 | 42.152 | 44.7138 | 45.0495 | MONTVILLE Join 6 | 409.8 | 409.8 | 409.8 | 409.8 | 409.8 | 409.8 | 409.8
Morgantown C C1 | 0 | 0 | 0 | 0 | 74.671 | 75.7583 | 77.2169 | Morgantown C C1 | 40 | 40 | 40 | 40 | 40 | 40 | 40
Morgantown C C3 | 0 | 0 | 0 | 0 | 62.9568 | 64.5314 | 65.6318 | Morgantown C C3 | 260 | 260 | 260 | 260 | 260 | 260 | 260
Morgantown C1 | 12.2436 | 12.702 | 12.5288 | 12.6785 | 12.9909 | 13.2363 | 13.538 | Morgantown C1 | 1166 | 1166 | 1166 | 1166 | 1166 | 1166 | 1166
Moser C1 | 63.0491 | 65.3824 | 67.2473 | 67.7281 | 71.0425 | 72.5768 | 74.2522 | Moser C1 | 60 | 60 | 60 | 60 | 60 | 60 | 60
MOUNT TOM 1 | 18.8006 | 19.2157 | 19.61 | 20.015 | 20.4268 | 20.8455 | 21.2741 | MOUNT TOM 1 | 147 | 147 | 147 | 147 | 147 | 147 | 147
Mountain C1 | 64.1401 | 62.0258 | 63.2511 | 65.6561 | 66.4605 | 64.4125 | 68.4918 | Mountain C1 | 54 | 54 | 54 | 54 | 54 | 54 | 54
MRA CANTON 1 | 22.2277 | 22.1685 | 22.4908 | 22.8403 | 23.1346 | 23.4996 | 24.3987 | MRA CANTON 1 | 49 | 49 | 49 | 49 | 49 | 49 | 49
MSW Sydney 1 | 25.0559 | 25.6322 | 26.1832 | 26.7461 | 27.3211 | 27.9085 | 28.5085 | MSW Sydney 1 | 2 | 2 | 2 | 2 | 2 | 2 | 2
Muddy Run | 0 | 0 | 0 | 0 | 0 | 0 | 0 | Muddy Run | 880 | 880 | 880 | 880 | 880 | 880 | 880
MYSTIC JET 1 | 128.5497 | 103.0482 | 94.1071 | 106.0762 | 101.3008 | 144.6847 | 139.9827 | MYSTIC JET 1 | 14.1 | 14.1 | 14.1 | 14.1 | 14.1 | 14.1 | 14.1
MYSTIC STEAM 4 | 30.6812 | 33.4086 | 34.7761 | 35.0694 | 35.75 | 36.5761 | 37.7748 | MYSTIC STEAM 4 | 135 | 135 | 135 | 135 | 135 | 135 | 135
MYSTIC STEAM 5 | 35.8397 | 40.5664 | 42.8379 | 45.8034 | 45.1607 | 50.2939 | 0 | MYSTIC STEAM 5 | 115 | 115 | 115 | 115 | 115 | 115 | 0
MYSTIC STEAM 6 | 30.8969 | 33.4274 | 34.9615 | 35.0845 | 35.6581 | 36.5706 | 37.8562 | MYSTIC STEAM 6 | 138.3 | 138.3 | 138.3 | 138.3 | 138.3 | 138.3 | 138.3
MYSTIC STEAM 7 | 30.164 | 33.0661 | 33.9852 | 34.6027 | 35.8744 | 36.5001 | 37.4074 | MYSTIC STEAM 7 | 592 | 592 | 592 | 592 | 592 | 592 | 592
Nanticoke C1 | 17.1384 | 17.5141 | 17.9005 | 18.2593 | 18.6274 | 19.0371 | 19.4438 | Nanticoke C1 | 3944 | 3944 | 3944 | 3944 | 3944 | 3944 | 3944
NARROWS 1 C1 | 61.6631 | 64.9364 | 65.0892 | 66.5274 | 68.4335 | 69.644 | 71.7406 | NARROWS 1 C1 | 191.2 | 191.2 | 191.2 | 191.2 | 191.2 | 191.2 | 191.2
NARROWS 2 C1 | 61.6627 | 64.7478 | 65.0716 | 66.1843 | 68.4231 | 69.6167 | 71.7369 | NARROWS 2 C1 | 194.4 | 194.4 | 194.4 | 194.4 | 194.4 | 194.4 | 194.4
National Park 1 | 57.4629 | 59.7394 | 60.9132 | 61.6201 | 64.0864 | 65.7772 | 67.2057 | National Park 1 | 24 | 24 | 24 | 24 | 24 | 24 | 24
Navy Yard 3 | 28.1162 | 27.6446 | 28.0223 | 28.1224 | 28.556 | 29.1729 | 30.3499 | Navy Yard 3 | 108 | 108 | 108 | 108 | 108 | 108 | 108
Navy Yard C1 | 26.4632 | 26.1825 | 26.5053 | 26.8372 | 27.2689 | 27.8974 | 28.7788 | Navy Yard C1 | 152 | 152 | 152 | 152 | 152 | 152 | 152
NE Energy Join 1 | 33.9201 | 34.5776 | 35.8305 | 32.9731 | 35.1318 | 34.7042 | 36.1172 | NE Energy Join 1 | 333.4 | 333.4 | 333.4 | 333.4 | 333.4 | 333.4 | 333.4
NEW BOSTON C1 | 33.5809 | 36.5443 | 37.9433 | 38.6089 | 38.3488 | 38.8206 | 41.1674 | NEW BOSTON C1 | 760 | 760 | 760 | 760 | 760 | 760 | 760
NEW HVN HRBR J 1 | 24.9858 | 27.889 | 30.0107 | 31.4797 | 33.2331 | 34.3944 | 35.3754 | NEW HVN HRBR J 1 | 447 | 447 | 447 | 447 | 447 | 447 | 447
Newark Bay 1 | 26.9282 | 26.7028 | 26.8684 | 27.2732 | 27.6433 | 28.18 | 28.8996 | Newark Bay 1 | 147 | 147 | 147 | 147 | 147 | 147 | 147
Newark Boxboar 1 | 27.179 | 26.7579 | 27.1709 | 27.4389 | 27.8249 | 28.4199 | 29.2011 | Newark Boxboar 1 | 52 | 52 | 52 | 52 | 52 | 52 | 52
NEWINGTON 1 | 28.6764 | 32.0938 | 35.0808 | 36.475 | 39.2097 | 40.9646 | 41.9515 | NEWINGTON 1 | 406 | 406 | 406 | 406 | 406 | 406 | 406
Newport dsl 4- 1 | 60.001 | 64.2658 | 66.6997 | 66.6847 | 72.9347 | 72.8664 | 72.4186 | Newport dsl 4- 1 | 6.6 | 6.6 | 6.6 | 6.6 | 6.6 | 6.6 | 6.6
NH/VT Solid Wa 1 | 28.4809 | 29.1359 | 29.7624 | 30.4023 | 31.0559 | 31.7236 | 32.4057 | NH/VT Solid Wa 1 | 4 | 4 | 4 | 4 | 4 | 4 | 4
NineMile 1 | 6.3352 | 0 | 0 | 0 | 0 | 0 | 0 | NineMile 1 | 622 | 0 | 0 | 0 | 0 | 0 | 0
NineMile Joint 2 | 6.3157 | 6.378 | 6.4317 | 6.4859 | 6.5409 | 6.5965 | 0 | NineMile Joint 2 | 1146.8 | 1146.8 | 1146.8 | 1146.8 | 1146.8 | 1146.8 | 0
Nipigon (TCPL) 1 | 27.137 | 27.7612 | 28.358 | 28.9677 | 29.5906 | 30.2267 | 30.8766 | Nipigon (TCPL) 1 | 5 | 5 | 5 | 5 | 5 | 5 | 5
Nipigon/T Cana 1 | 44.2289 | 44.8436 | 45.5781 | 46.3209 | 47.1365 | 48.1131 | 49.1625 | Nipigon/T Cana 1 | 35 | 35 | 35 | 35 | 35 | 35 | 35
NORCON (FALC S 1 | 44.3257 | 30.3392 | 29.7088 | 32.2461 | 32.9101 | 32.5459 | 34.462 | NORCON (FALC S 1 | 32.6 | 32.6 | 32.6 | 32.6 | 32.6 | 32.6 | 32.6
North Bay (TCP 1 | 44.2305 | 44.8452 | 45.5796 | 46.3225 | 47.1381 | 48.1147 | 49.1641 | North Bay (TCP 1 | 48 | 48 | 48 | 48 | 48 | 48 | 48
Northeast Land 1 | 31.2959 | 32.0157 | 32.704 | 33.4072 | 34.1254 | 34.859 | 35.6086 | Northeast Land 1 | 11 | 11 | 11 | 11 | 11 | 11 | 11
Northeast Powe 1 | 17.7571 | 18.4102 | 18.166 | 18.389 | 18.8325 | 19.1933 | 19.6232 | Northeast Powe 1 | 50 | 50 | 50 | 50 | 50 | 50 | 50
Northern Cons 2 | 56.2509 | 0 | 38.9823 | 50.5003 | 48.7481 | 42.453 | 48.945 | Northern Cons 2 | 32.9 | 32.9 | 32.9 | 32.9 | 32.9 | 32.9 | 32.9
Northern Cons 3 | 56.1999 | 0 | 38.9601 | 50.3297 | 50.3761 | 42.9877 | 50.4179 | Northern Cons 3 | 14.1 | 14.1 | 14.1 | 14.1 | 14.1 | 14.1 | 14.1
Northfield CMEEC | 0 | 0 | 0 | 0 | 0 | 0 | 0 | Northfield CMEEC | 12.6 | 12.6 | 12.6 | 12.6 | 12.6 | 12.6 | 12.6
Northfield NU | 0 | 0 | 0 | 0 | 0 | 0 | 0 | Northfield NU | 1067.3999 | 1067.3999 | 1067.3999 | 1067.3999 | 1067.3999 | 1067.3999 | 1067.3999
Northhampton E 1 | 17.7571 | 18.4101 | 18.166 | 18.389 | 18.8326 | 19.1932 | 19.6232 | Northhampton E 1 | 89 | 89 | 89 | 89 | 89 | 89 | 89
NORTHPORT 1 | 29.4613 | 30.7954 | 31.3047 | 31.7171 | 32.1311 | 32.8512 | 33.3031 | NORTHPORT 1 | 367 | 367 | 367 | 367 | 367 | 367 | 367
NORTHPORT 2 | 28.5558 | 29.6842 | 29.9254 | 30.7868 | 31.3164 | 32.0455 | 32.2373 | NORTHPORT 2 | 389 | 389 | 389 | 389 | 389 | 389 | 389
NORTHPORT 3 | 26.5839 | 27.5103 | 28.1459 | 28.5056 | 28.8377 | 29.3602 | 29.8456 | NORTHPORT 3 | 375 | 375 | 375 | 375 | 375 | 375 | 375
NORTHPORT 4 | 28.1861 | 29.0735 | 29.3805 | 29.8375 | 31.0834 | 31.9742 | 32.3055 | NORTHPORT 4 | 381 | 381 | 381 | 381 | 381 | 381 | 381
NORTHPORT GT 1 | 79.2645 | 81.7334 | 82.9597 | 83.1914 | 85.0825 | 87.6875 | 89.7961 | NORTHPORT GT 1 | 18 | 18 | 18 | 18 | 18 | 18 | 18
Norwalk Hbr 10 | 66.6522 | 73.4211 | 77.8056 | 77.6693 | 95.9235 | 110.2873 | 118.4333 | Norwalk Hbr 10 | 17 | 17 | 17 | 17 | 17 | 17 | 17
Norwalk Hbr Jo 1 | 25.7246 | 28.756 | 30.8158 | 32.4068 | 34.6051 | 35.4485 | 36.5205 | Norwalk Hbr Jo 1 | 164 | 164 | 164 | 164 | 164 | 164 | 164
Norwalk Hbr Jo 2 | 25.5567 | 28.5738 | 30.6596 | 32.1485 | 34.2539 | 35.313 | 36.2544 | Norwalk Hbr Jo 2 | 172 | 172 | 172 | 172 | 172 | 172 | 172
NORWICH JET 1 | 140.4462 | 117.3862 | 101.5854 | 119.9847 | 109.6364 | 147.5576 | 111.1395 | NORWICH JET 1 | 18.4 | 18.4 | 18.4 | 18.4 | 18.4 | 18.4 | 18.4
Notch Cliff 1- 1 | 93.216 | 93.3746 | 95.8081 | 98.1805 | 101.8008 | 97.4257 | 103.6533 | Notch Cliff 1- 1 | 68 | 68 | 68 | 68 | 68 | 68 | 68
Notch Cliff 5- 1 | 94.8532 | 93.2583 | 92.1581 | 98.3739 | 100.9178 | 95.4499 | 101.6668 | Notch Cliff 5- 1 | 68 | 68 | 68 | 68 | 68 | 68 | 68
NOTTINGHAM H-S 1 | 41.8727 | 39.2273 | 37.3409 | 41.5593 | 38.9718 | 38.3452 | 40.6218 | NOTTINGHAM H-S 1 | 0.2 | 0.2 | 0.2 | 0.2 | 0.2 | 0.2 | 0.2
O'brien Edgebo 1 | 29.8156 | 30.5015 | 31.1573 | 31.827 | 32.5113 | 33.2103 | 33.9244 | O'brien Edgebo 1 | 10 | 10 | 10 | 10 | 10 | 10 | 10
Oak Bluff 1-3 3 | 46.5438 | 49.3364 | 52.1605 | 53.8982 | 56.679 | 58.4085 | 60.1351 | Oak Bluff 1-3 3 | 8.3 | 8.3 | 8.3 | 8.3 | 8.3 | 8.3 | 8.3
Ocean St Joi C1 | 34.7906 | 39.8512 | 38.1293 | 33.9794 | 36.6779 | 35.9043 | 36.2111 | Ocean St Joi C1 | 574 | 574 | 574 | 574 | 574 | 574 | 574
OCEANSIDE 1 | 31.2961 | 32.0162 | 32.7043 | 33.4068 | 34.125 | 34.8593 | 35.608 | OCEANSIDE 1 | 3.6 | 3.6 | 3.6 | 3.6 | 3.6 | 3.6 | 3.6
Ogden Martin ( 1 | 28.4809 | 29.136 | 29.7624 | 30.4023 | 31.056 | 31.7236 | 32.4057 | Ogden Martin ( 1 | 42.9 | 42.9 | 42.9 | 42.9 | 42.9 | 42.9 | 42.9
Onondaga Count 1 | 28.4809 | 29.1359 | 29.7623 | 30.4022 | 31.0559 | 31.7236 | 32.4057 | Onondaga Count 1 | 25 | 25 | 25 | 25 | 25 | 25 | 25
Ortanna 1 | 71.0729 | 74.2646 | 76.1016 | 78.3376 | 79.8929 | 80.4133 | 82.9211 | Ortanna 1 | 26 | 26 | 26 | 26 | 26 | 26 | 26
OSWEGO COUNTY 1 | 28.481 | 29.1361 | 29.7626 | 30.4024 | 31.056 | 31.7239 | 32.4057 | OSWEGO COUNTY 1 | 3.6 | 3.6 | 3.6 | 3.6 | 3.6 | 3.6 | 3.6
OSWEGO Joint 6 | 29.6649 | 30.8983 | 31.4902 | 32.0802 | 32.3562 | 32.9729 | 33.2928 | OSWEGO Joint 6 | 837 | 837 | 837 | 837 | 837 | 837 | 837
Oswego ST5 | 27.172 | 27.4567 | 28.0137 | 28.3817 | 28.715 | 29.2538 | 29.7196 | Oswego ST5 | 0 | 850 | 850 | 850 | 850 | 850 | 850
OXBOW/OCCIDENT 1 | 29.4349 | 28.2785 | 29.5636 | 30.2159 | 30.2962 | 30.8167 | 32.1635 | OXBOW/OCCIDENT 1 | 61.8 | 61.8 | 61.8 | 61.8 | 61.8 | 61.8 | 61.8
OYSTER BAY 1 | 31.2959 | 32.0155 | 32.7041 | 33.4071 | 34.1254 | 34.859 | 35.6085 | OYSTER BAY 1 | 1.3 | 1.3 | 1.3 | 1.3 | 1.3 | 1.3 | 1.3
P H Glatfelte 1 | 14.0431 | 14.5543 | 14.3749 | 14.5551 | 14.9051 | 15.1915 | 15.5314 | P H Glatfelte 1 | 35 | 35 | 35 | 35 | 35 | 35 | 35
P HYQB HYQB | 268.0999 | 273.9999 | 285.8 | 304.2001 | 323.8 | 357.5 | 366.9 | P HYQB HYQB | 33323.3984 | 33323.3984 | 33929.5 | 35347.5 | 36282.5 | 37325.5 | 37325.5
P NB-NS NBPC | 17.1 | 17.5 | 17.9 | 18.3 | 18.7 | 19.1 | 19.7 | P NB-NS NBPC | 847.4 | 847.4 | 847.4 | 847.4 | 847.4 | 847.4 | 847.4
P NB-NS NSPI | 5.7 | 5.8 | 6 | 6.1 | 6.2 | 6.4 | 6.6 | P NB-NS NSPI | 226.5 | 226.5 | 226.5 | 226.5 | 226.5 | 226.5 | 226.5
P NEPOOL BHE | 0 | 0 | 0 | 0 | 0 | 0 | 0 | P NEPOOL BHE | 38 | 38 | 38 | 38 | 38 | 38 | 38
P NEPOOL CMP | 0 | 0 | 0 | 0 | 0 | 0 | 0 | P NEPOOL CMP | 444.1 | 444.1 | 444.1 | 444.1 | 444.1 | 444.1 | 444.1
P NEPOOL NEP | 0 | 0 | 0 | 0 | 0 | 0 | 0 | P NEPOOL NEP | 518.6 | 518.6 | 518.6 | 518.6 | 518.6 | 518.6 | 518.6
P NEPOOL NU | 0 | 0 | 0 | 0 | 0 | 0 | 0 | P NEPOOL NU | 199 | 199 | 199 | 199 | 199 | 199 | 199
P NEPOOL VTGP | 0 | 0 | 0 | 0 | 0 | 0 | 0 | P NEPOOL VTGP | 168 | 168 | 168 | 168 | 168 | 168 | 168
P NYPP-W NEYE | 0 | 0 | 0 | 0 | 0 | 0 | 0 | P NYPP-W NEYE | 90.4 | 90.4 | 90.4 | 90.4 | 90.4 | 90.4 | 90.4
P NYPP-W NIMP | 0 | 0 | 0 | 0 | 0 | 0 | 0 | P NYPP-W NIMP | 910 | 910 | 910 | 910 | 910 | 910 | 910
P NYPP-W POAS | 0 | 0 | 0 | 0 | 0 | 0 | 0 | P NYPP-W POAS | 3200 | 3200 | 3200 | 3200 | 3200 | 3200 | 3200
P NYPP-W ROGE | 0 | 0 | 0 | 0 | 0 | 0 | 0 | P NYPP-W ROGE | 43 | 43 | 43 | 43 | 43 | 43 | 43
P ONHY ONHY | 17.1 | 17.5 | 17.9 | 18.3 | 18.7 | 19.1 | 19.7 | P ONHY ONHY | 6790 | 6836 | 6856 | 6883 | 6903 | 6923 | 6923
P PJM-Ce BG&E | 0 | 0 | 0 | 0 | 0 | 0 | 0 | P PJM-Ce BG&E | 277 | 277 | 277 | 277 | 277 | 277 | 277
P PJM-Ce PP&L | 0 | 0 | 0 | 0 | 0 | 0 | 0 | P PJM-Ce PP&L | 146 | 146 | 146 | 146 | 146 | 146 | 146
P PJM-Ea PE | 0 | 0 | 0 | 0 | 0 | 0 | 0 | P PJM-Ea PE | 512 | 512 | 512 | 512 | 512 | 512 | 512
P PJM-We PENLEC | 0 | 0 | 0 | 0 | 0 | 0 | 0 | P PJM-We PENLEC | 60 | 60 | 60 | 60 | 60 | 60 | 60
P PPL Safe Ha 0 | 0 | 0 | 0 | 0 | 0 | 0 | 0 | P PPL Safe Ha 0 | 139 | 139 | 139 | 139 | 139 | 139 | 139
P&N ENERGY SYS 1 | 51.7278 | 0 | 33.8054 | 43.9794 | 42.878 | 37.4702 | 43.9752 | P&N ENERGY SYS 1 | 10 | 10 | 10 | 10 | 10 | 10 | 10
Panther Creek 1 | 17.7571 | 18.4101 | 18.166 | 18.389 | 18.8326 | 19.1932 | 19.6232 | Panther Creek 1 | 80 | 80 | 80 | 80 | 80 | 80 | 80
Parlin 1 | 26.9504 | 26.6316 | 26.9344 | 27.2376 | 27.6198 | 28.2094 | 28.9539 | Parlin 1 | 114 | 114 | 114 | 114 | 114 | 114 | 114
Pawtucket Powe 1 | 43.2165 | 48.1286 | 51.5707 | 40.3571 | 40.1312 | 45.0696 | 0 | Pawtucket Powe 1 | 68.2 | 68.2 | 68.2 | 68.2 | 68.2 | 68.2 | 68.2
Paxton Creek C 1 | 41.5555 | 40.332 | 41.4282 | 43.1489 | 43.1738 | 42.9081 | 44.444 | Paxton Creek C 1 | 13 | 13 | 13 | 13 | 13 | 13 | 13
PCLP 1 | 27.6145 | 27.2716 | 27.5904 | 27.9737 | 28.3759 | 28.9632 | 29.6988 | PCLP 1 | 116 | 116 | 116 | 116 | 116 | 116 | 116
Peach Btm jo C2 | 8.0432 | 8.1229 | 8.2032 | 8.2738 | 8.3547 | 0 | 0 | Peach Btm jo C2 | 2238 | 2238 | 2238 | 2238 | 2238 | 0 | 0
Peel Res ST 1 | 0 | 29.092 | 29.7173 | 30.3563 | 31.0089 | 31.6757 | 32.3567 | Peel Res ST 1 | 0 | 0 | 8 | 8 | 8 | 8 | 8
Peel Resources 1 | 27.1371 | 27.7612 | 28.3581 | 28.9678 | 29.5906 | 30.2267 | 30.8767 | Peel Resources 1 | 8 | 8 | 8 | 8 | 8 | 8 | 8
Pennsbury C1 | 47.0317 | 46.7712 | 47.3011 | 47.3653 | 49.6678 | 51.0992 | 52.4012 | Pennsbury C1 | 6 | 6 | 6 | 6 | 6 | 6 | 6
Pennsbury CA | 51.4665 | 47.9699 | 48.7737 | 47.9659 | 48.1455 | 49.2264 | 47.9891 | Pennsbury CA | 60 | 60 | 60 | 60 | 60 | 60 | 60
PENNTECH PAPER 1 | 30.9021 | 30.9304 | 31.412 | 31.4318 | 32.1187 | 33.0625 | 33.7202 | PENNTECH PAPER 1 | 34 | 34 | 34 | 34 | 34 | 34 | 34
Penobscot BHE 1 | 28.4809 | 29.1359 | 29.7623 | 30.4022 | 31.0559 | 31.7235 | 32.4057 | Penobscot BHE 1 | 15.9 | 15.9 | 15.9 | 15.9 | 15.9 | 15.9 | 15.9
Penobscot UNIT 1 | 28.4809 | 29.1359 | 29.7623 | 30.4023 | 31.0562 | 0 | 0 | Penobscot UNIT 1 | 6 | 6 | 6 | 6 | 0 | 0 | 0
PEP 1 | 25.3211 | 25.1307 | 25.3181 | 25.6955 | 26.0997 | 26.5399 | 27.2476 | PEP 1 | 230 | 230 | 230 | 230 | 230 | 230 | 230
Pepperell 1 | 26.1865 | 27.0843 | 27.9195 | 28.39 | 28.852 | 29.3338 | 30.0057 | Pepperell 1 | 41 | 41 | 41 | 41 | 41 | 41 | 41
Perryman CT 1 | 46.3559 | 48.4076 | 49.742 | 50.4503 | 51.0971 | 52.5232 | 53.6155 | Perryman CT 1 | 173 | 173 | 173 | 173 | 173 | 173 | 173
Perryman GT 1-4 | 61.962 | 66.0965 | 68.8486 | 69.8211 | 71.7447 | 71.6172 | 73.779 | Perryman GT 1-4 | 244 | 244 | 244 | 244 | 244 | 244 | 244
Philadelphia 1-4 | 69.0795 | 72.4312 | 73.8401 | 76.1511 | 78.1571 | 78.5433 | 80.7266 | Philadelphia 1-4 | 68 | 68 | 68 | 68 | 68 | 68 | 68
Pickering C1 | 0 | 7.5387 | 7.6224 | 7.6962 | 7.7903 | 7.8746 | 7.9691 | Pickering C1 | 0 | 0 | 2060 | 2060 | 2060 | 2060 | 2060
Pickering C5 | 7.4573 | 7.5387 | 7.6224 | 7.6962 | 7.7903 | 7.8746 | 7.9691 | Pickering C5 | 2064 | 2064 | 2064 | 2064 | 2064 | 2064 | 2064
PILGRIM Joint 1 | 7.484 | 7.5757 | 0 | 0 | 0 | 0 | 0 | PILGRIM Joint 1 | 670.6 | 670.6 | 0 | 0 | 0 | 0 | 0
Pine Tree NUG 1 | 27.7315 | 28.3692 | 28.9792 | 29.6022 | 30.2387 | 30.8888 | 31.5529 | Pine Tree NUG 1 | 17.3 | 17.3 | 17.3 | 17.3 | 17.3 | 17.3 | 17.3
Piney Creek 1 | 17.7571 | 18.4102 | 18.166 | 18.389 | 18.8326 | 19.1932 | 19.6232 | Piney Creek 1 | 31 | 31 | 31 | 31 | 31 | 31 | 31
Point Lepreau 1 | 49.3536 | 52.4498 | 54.7348 | 56.9658 | 59.8533 | 62.3292 | 63.9194 | Point Lepreau 1 | 5 | 5 | 5 | 5 | 5 | 5 | 5
Point Lepreau 1 | 7.4709 | 7.5597 | 7.6388 | 7.719 | 7.8005 | 7.8831 | 7.967 | Point Lepreau 1 | 635 | 635 | 635 | 635 | 635 | 635 | 635
POLETTI 1 | 29.7972 | 30.2006 | 30.7153 | 30.6917 | 31.361 | 32.472 | 33.1487 | POLETTI 1 | 825 | 825 | 825 | 825 | 825 | 825 | 825
POLSKY_CT 1 | 0 | 40.8429 | 43.6018 | 43.4458 | 41.2259 | 45.605 | 46.6412 | POLSKY_CT 1 | 0 | 150 | 150 | 150 | 150 | 150 | 150
Port Jefferson 1 | 76.382 | 78.6735 | 79.903 | 80.0635 | 81.8346 | 83.9824 | 85.8406 | Port Jefferson 1 | 18 | 18 | 18 | 18 | 18 | 18 | 18
Port Jefferson 3 | 28.5787 | 30.8884 | 30.8938 | 31.3771 | 31.7252 | 33.0044 | 32.536 | Port Jefferson 3 | 190 | 190 | 190 | 190 | 190 | 190 | 190
Port Jefferson 4 | 27.0001 | 28.0825 | 28.66 | 29.0648 | 29.3858 | 30.067 | 30.5177 | Port Jefferson 4 | 193 | 193 | 193 | 193 | 193 | 193 | 193
Portland 1 | 15.2616 | 15.7996 | 15.6081 | 15.8065 | 16.1579 | 16.4566 | 16.8266 | Portland 1 | 156 | 156 | 156 | 156 | 156 | 156 | 156
Portland 2 | 14.9437 | 15.4786 | 15.3016 | 15.483 | 15.8268 | 16.1284 | 16.4896 | Portland 2 | 243 | 243 | 243 | 243 | 243 | 243 | 243
Portland 3 | 64.5259 | 64.2585 | 65.7468 | 67.7219 | 69.2163 | 67.5613 | 71.3264 | Portland 3 | 19 | 19 | 19 | 19 | 19 | 19 | 19
Portland 4 | 63.5127 | 62.19 | 61.5195 | 65.0175 | 66.8389 | 64.2037 | 67.7077 | Portland 4 | 26 | 26 | 26 | 26 | 26 | 26 | 26
Portland 5 | 44.6406 | 42.8073 | 43.9769 | 45.2436 | 45.9121 | 44.8224 | 47.806 | Portland 5 | 152 | 152 | 152 | 152 | 152 | 152 | 152
Potomac Rive C1 | 20.2923 | 21.598 | 21.6881 | 22.0569 | 22.653 | 23.2895 | 24.1585 | Potomac Rive C1 | 176 | 176 | 176 | 176 | 176 | 176 | 176
Potomac Rive C3 | 16.6686 | 17.6469 | 17.7424 | 18.0964 | 18.6261 | 19.1601 | 19.844 | Potomac Rive C3 | 306 | 306 | 306 | 306 | 306 | 306 | 306
POTTER CC Join 1 | 46.8666 | 50.4544 | 56.6437 | 53.1126 | 55.6976 | 56.3109 | 56.4586 | POTTER CC Join 1 | 96 | 96 | 96 | 96 | 96 | 96 | 96
POTTER DIESEL 1 | 46.6535 | 50.5072 | 51.5122 | 51.7875 | 55.5227 | 56.6429 | 56.3023 | POTTER DIESEL 1 | 2.3 | 2.3 | 2.3 | 2.3 | 2.3 | 2.3 | 2.3
Potter Station 1 | 44.2305 | 44.8452 | 45.5797 | 46.3225 | 47.1381 | 48.1147 | 49.1642 | Potter Station 1 | 32 | 32 | 32 | 32 | 32 | 32 | 32
Potter-Waste H 1 | 27.1371 | 27.7613 | 28.3581 | 28.9678 | 29.5907 | 30.2268 | 30.8767 | Potter-Waste H 1 | 4 | 4 | 4 | 4 | 4 | 4 | 4
Preston (SCRRR 1 | 28.4809 | 29.1359 | 29.7623 | 30.4022 | 31.0559 | 31.7236 | 32.4056 | Preston (SCRRR 1 | 13.9 | 13.9 | 13.9 | 13.9 | 13.9 | 13.9 | 13.9
Pt Aconi 1 | 18.4389 | 18.8469 | 19.2333 | 19.6284 | 20.0321 | 20.4445 | 20.866 | Pt Aconi 1 | 165 | 165 | 165 | 165 | 165 | 165 | 165
Pt Tupper 2 | 18.6662 | 19.0905 | 19.4632 | 19.8634 | 20.2735 | 20.7044 | 21.1192 | Pt Tupper 2 | 148 | 148 | 148 | 148 | 148 | 148 | 148
Ravenwood 2 C2 | 60.2551 | 63.2668 | 63.6398 | 64.7306 | 66.8876 | 68.0774 | 70.1023 | Ravenwood 2 C2 | 134.4 | 134.4 | 134.4 | 134.4 | 134.4 | 134.4 | 134.4
Ravenwood 2 GT 1 | 60.2912 | 63.3594 | 63.7641 | 64.7678 | 66.9192 | 68.0931 | 70.0965 | Ravenwood 2 GT 1 | 44.8 | 44.8 | 44.8 | 44.8 | 44.8 | 44.8 | 44.8
Ravenwood 3 | 28.9301 | 28.9291 | 29.2623 | 29.5798 | 29.9226 | 30.5181 | 31.1874 | Ravenwood 3 | 972 | 972 | 972 | 972 | 972 | 972 | 972
Ravenwood 3 C1 | 60.2551 | 63.2028 | 63.615 | 64.5005 | 66.8874 | 68.1752 | 70.1905 | Ravenwood 3 C1 | 87.8 | 87.8 | 87.8 | 87.8 | 87.8 | 87.8 | 87.8
Ravenwood 3 GT 3 | 60.2912 | 63.3617 | 63.6461 | 64.769 | 66.9204 | 68.0926 | 70.0947 | Ravenwood 3 GT 3 | 43.9 | 43.9 | 43.9 | 43.9 | 43.9 | 43.9 | 43.9
Ravenwood 3 GT 4 | 60.2912 | 63.0624 | 63.6461 | 64.274 | 66.9204 | 68.0926 | 70.0947 | Ravenwood 3 GT 4 | 43.9 | 43.9 | 43.9 | 43.9 | 43.9 | 43.9 | 43.9
Ravenwood C1 | 29.5071 | 30.0462 | 30.1272 | 30.5883 | 30.9878 | 31.8489 | 32.5305 | Ravenwood C1 | 780 | 780 | 780 | 780 | 780 | 780 | 780
Ravenwood GT 1 | 61.5199 | 60.5909 | 60.9617 | 60.732 | 61.0376 | 63.0855 | 64.375 | Ravenwood GT 1 | 18.2 | 18.2 | 18.2 | 18.2 | 18.2 | 18.2 | 18.2
Ravenwood GT 10 | 56.1114 | 58.9395 | 59.2276 | 60.2961 | 62.2356 | 63.2893 | 65.2237 | Ravenwood GT 10 | 24 | 24 | 24 | 24 | 24 | 24 | 24
Ravenwood GT 11 | 56.1011 | 58.9566 | 59.1603 | 60.3176 | 62.2128 | 63.2123 | 65.2081 | Ravenwood GT 11 | 24.3 | 24.3 | 24.3 | 24.3 | 24.3 | 24.3 | 24.3
Ravenwood GT 4 | 64.8721 | 68.3816 | 68.51 | 70.1542 | 71.9802 | 73.1603 | 75.4392 | Ravenwood GT 4 | 17.9 | 17.9 | 17.9 | 17.9 | 17.9 | 17.9 | 17.9
Ravenwood GT 5 | 64.8814 | 68.1907 | 68.5091 | 69.705 | 72.0199 | 73.3418 | 75.5033 | Ravenwood GT 5 | 19.4 | 19.4 | 19.4 | 19.4 | 19.4 | 19.4 | 19.4
Ravenwood GT C6 | 64.1751 | 67.4474 | 67.7585 | 68.9451 | 71.3228 | 72.5111 | 74.6684 | Ravenwood GT C6 | 39 | 39 | 39 | 39 | 39 | 39 | 39
Ravenwood GT C8 | 56.0737 | 58.7725 | 59.1897 | 60.0222 | 62.2396 | 63.4942 | 65.2812 | Ravenwood GT C8 | 48 | 48 | 48 | 48 | 48 | 48 | 48
Refuse Fuels A 1 | 28.4809 | 29.1359 | 29.7624 | 30.4022 | 31.0559 | 31.7236 | 32.4056 | Refuse Fuels A 1 | 10 | 10 | 10 | 10 | 10 | 10 | 10
Rensscogen,Bas 1 | 41.6356 | 40.8681 | 39.3907 | 40.7401 | 41.0829 | 42.4879 | 43.4211 | Rensscogen,Bas 1 | 40.1 | 40.1 | 40.1 | 40.1 | 40.1 | 40.1 | 40.1
Rensscogen,Bas 2 | 43.9069 | 45.8068 | 44.8451 | 47.2234 | 43.3764 | 47.5869 | 45.9437 | Rensscogen,Bas 2 | 41.1 | 41.1 | 41.1 | 41.1 | 41.1 | 41.1 | 41.1
Richmond C91 | 57.5299 | 59.8285 | 61.3388 | 61.9035 | 64.8277 | 66.4435 | 67.97 | Richmond C91 | 132 | 132 | 132 | 132 | 132 | 132 | 132
Riegel Paper 1 | 35.9529 | 35.879 | 36.4436 | 36.7244 | 37.7894 | 39.3511 | 0 | Riegel Paper 1 | 21 | 21 | 21 | 21 | 21 | 21 | 0
Ringgold 1 | 0 | 0 | 0 | 46.5798 | 40.573 | 41.4322 | 42.396 | Ringgold 1 | 15 | 15 | 15 | 15 | 15 | 15 | 15
Riverside 4 | 51.6678 | 49.7461 | 51.9536 | 48.0864 | 51.4599 | 55.6138 | 60.5965 | Riverside 4 | 79 | 79 | 79 | 79 | 79 | 79 | 79
Riverside 6 | 51.5537 | 50.4151 | 50.6703 | 51.2305 | 53.424 | 52.4741 | 55.6669 | Riverside 6 | 133 | 133 | 133 | 133 | 133 | 133 | 133
Riverside C7 | 61.9008 | 64.6831 | 65.7083 | 67.7753 | 69.5772 | 69.8035 | 72.1809 | Riverside C7 | 50 | 50 | 50 | 50 | 50 | 50 | 50
Rocky River | 0 | 0 | 0 | 0 | 0 | 0 | 0 | Rocky River | 29.4 | 29.4 | 29.4 | 29.4 | 29.4 | 29.4 | 29.4
Rosa Flora (Pu 1 | 44.176 | 44.7903 | 45.5246 | 46.2671 | 47.0827 | 48.0589 | 49.1079 | Rosa Flora (Pu 1 | 1 | 1 | 1 | 1 | 1 | 1 | 1
ROSETON Join C1 | 29.5176 | 30.4255 | 30.9218 | 30.8578 | 31.6394 | 32.2542 | 33.0005 | ROSETON Join C1 | 1207.6 | 1207.6 | 1207.6 | 1207.6 | 1207.6 | 1207.6 | 1207.6
RUSSELL 1 | 17.3599 | 17.763 | 17.4484 | 17.6922 | 18.1358 | 18.4893 | 18.8886 | RUSSELL 1 | 47 | 47 | 47 | 47 | 47 | 47 | 47
RUSSELL 2 | 16.7353 | 17.125 | 16.8211 | 17.061 | 17.4871 | 17.8313 | 18.2143 | RUSSELL 2 | 65 | 65 | 65 | 65 | 65 | 65 | 65
RUSSELL 3 | 16.8172 | 17.2094 | 16.9085 | 17.1402 | 17.5691 | 17.9198 | 18.3063 | RUSSELL 3 | 65 | 65 | 65 | 65 | 65 | 65 | 65
RUSSELL 4 | 16.6081 | 16.9939 | 16.7056 | 16.9386 | 17.3603 | 17.6999 | 18.0828 | RUSSELL 4 | 80 | 80 | 80 | 80 | 80 | 80 | 80
RUTLAND 1 | 126.5374 | 117.6733 | 102.7317 | 116.9878 | 110.8864 | 140.5276 | 112.3953 | RUTLAND 1 | 14.8 | 14.8 | 14.8 | 14.8 | 14.8 | 14.8 | 14.8
Ryegate 1 | 27.7315 | 28.3693 | 28.9792 | 29.6023 | 30.2388 | 30.8888 | 31.553 | Ryegate 1 | 20.5 | 20.5 | 20.5 | 20.5 | 20.5 | 20.5 | 20.5
S A Carlson 5 | 15.8745 | 16.2417 | 15.961 | 16.1852 | 16.5931 | 16.9167 | 17.284 | S A Carlson 5 | 30 | 30 | 30 | 30 | 30 | 30 | 30
S A Carlson 6 | 15.8736 | 16.237 | 15.9612 | 16.1842 | 16.5881 | 16.9191 | 17.2788 | S A Carlson 6 | 27.4 | 27.4 | 27.4 | 27.4 | 27.4 | 27.4 | 27.4
S HAMPTON 1 | 69.8726 | 71.7655 | 72.9899 | 72.9962 | 74.4987 | 76.9715 | 78.6318 | S HAMPTON 1 | 13 | 13 | 13 | 13 | 13 | 13 | 13
SALEM HARBOR 1 | 20.5788 | 21.0323 | 21.4625 | 21.9045 | 22.3558 | 22.8152 | 23.2843 | SALEM HARBOR 1 | 84 | 84 | 84 | 84 | 84 | 84 | 84
SALEM HARBOR 2 | 20.9301 | 21.394 | 21.8298 | 22.2802 | 22.7384 | 23.206 | 23.6838 | SALEM HARBOR 2 | 80 | 80 | 80 | 80 | 80 | 80 | 80
SALEM HARBOR 3 | 20.4038 | 20.8532 | 21.2794 | 21.7181 | 22.1661 | 22.6211 | 23.0886 | SALEM HARBOR 3 | 150 | 150 | 150 | 150 | 150 | 150 | 150
SALEM HARBOR 4 | 28.3671 | 31.7704 | 34.4108 | 36.3897 | 39.0966 | 40.4116 | 41.5654 | SALEM HARBOR 4 | 400 | 400 | 400 | 400 | 400 | 400 | 400
Salem joint 3 | 127.0687 | 132.7079 | 135.1129 | 136.6676 | 142.0678 | 145.679 | 148.8562 | Salem joint 3 | 46 | 46 | 46 | 46 | 46 | 46 | 46
Salem joint C1 | 8.864 | 8.9548 | 9.0461 | 9.1376 | 0 | 0 | 0 | Salem joint C1 | 2258 | 2258 | 2258 | 2258 | 0 | 0 | 0
Salt City Ener 1 | 16.1058 | 16.5001 | 16.1665 | 16.4208 | 16.8724 | 17.2243 | 17.6059 | Salt City Ener 1 | 79.9 | 79.9 | 79.9 | 79.9 | 79.9 | 79.9 | 79.9
Saranac Ener C1 | 26.8479 | 26.5171 | 27.0413 | 27.7494 | 28.2114 | 28.7945 | 29.8263 | Saranac Ener C1 | 240 | 240 | 240 | 240 | 240 | 240 | 240
Sarnia Joint V 1 | 44.2305 | 44.8452 | 45.5797 | 46.3225 | 47.1381 | 48.1147 | 49.1642 | Sarnia Joint V 1 | 60 | 60 | 60 | 60 | 60 | 60 | 60
Sayreville 1 | 52.7253 | 51.6091 | 52.4115 | 52.5684 | 54.8668 | 55.0701 | 56.173 | Sayreville 1 | 90 | 90 | 90 | 90 | 90 | 90 | 90
Sayreville C1 1 | 60.4911 | 60.0293 | 61.6989 | 60.8981 | 64.9071 | 65.2862 | 67.2049 | Sayreville C1 1 | 77 | 77 | 77 | 77 | 77 | 77 | 77
Sayreville C2 1 | 60.5627 | 60.4302 | 61.4008 | 61.6558 | 64.223 | 66.1428 | 67.5585 | Sayreville C2 1 | 73 | 73 | 73 | 73 | 73 | 73 | 73
Sayreville C3 1 | 59.9491 | 60.4045 | 61.6109 | 61.5213 | 65.0335 | 66.008 | 67.9102 | Sayreville C3 1 | 77 | 77 | 77 | 77 | 77 | 77 | 77
Sayreville C4 | 32.6664 | 0 | 0 | 0 | 0 | 0 | 0 | Sayreville C4 | 234 | 0 | 0 | 0 | 0 | 0 | 0
Sayreville C4 1 | 59.2483 | 59.1305 | 59.9279 | 60.6837 | 64.0986 | 65.3378 | 67.1877 | Sayreville C4 1 | 77 | 77 | 77 | 77 | 77 | 77 | 77
SCHILLER 4 | 22.0841 | 22.5672 | 23.0445 | 23.5194 | 24.0308 | 24.5453 | 25.0228 | SCHILLER 4 | 47.5 | 47.5 | 47.5 | 47.5 | 47.5 | 47.5 | 47.5
SCHILLER 5 | 21.0211 | 21.4814 | 21.9093 | 22.3631 | 22.8222 | 23.2899 | 23.7698 | SCHILLER 5 | 49.6 | 49.6 | 49.6 | 49.6 | 49.6 | 49.6 | 49.6
SCHILLER 6 | 21.7489 | 22.2298 | 22.6872 | 23.1526 | 23.6341 | 24.1249 | 24.6139 | SCHILLER 6 | 48 | 48 | 48 | 48 | 48 | 48 | 48
SCHILLER JET 1 | 51.4389 | 51.8556 | 52.4606 | 47.6431 | 49.6873 | 51.3828 | 52.5114 | SCHILLER JET 1 | 22 | 22 | 22 | 22 | 22 | 22 | 22
Schuyikill 1 | 28.1341 | 29.404 | 29.888 | 30.4261 | 30.5558 | 31.0719 | 31.6264 | Schuyikill 1 | 175 | 175 | 175 | 175 | 175 | 175 | 175
Schuyikill 10 | 61.9748 | 64.1938 | 65.8151 | 66.1226 | 69.7266 | 71.5024 | 73.0196 | Schuyikill 10 | 18 | 18 | 18 | 18 | 18 | 18 | 18
Schuyikill 11 | 61.0349 | 63.2114 | 64.571 | 65.6826 | 68.6872 | 70.3222 | 71.7789 | Schuyikill 11 | 20 | 20 | 20 | 20 | 20 | 20 | 20
Schuyikill IC 1 | 45.8615 | 47.9893 | 48.8388 | 49.3506 | 51.0762 | 52.1094 | 53.3129 | Schuyikill IC 1 | 2.8 | 2.8 | 2.8 | 2.8 | 2.8 | 2.8 | 2.8
Schuylkill Ene 1 | 17.7571 | 18.4101 | 18.166 | 18.389 | 18.8326 | 19.1932 | 19.6232 | Schuylkill Ene 1 | 80 | 80 | 80 | 80 | 80 | 80 | 80
Scott-Winslow 1 | 28.4809 | 29.1359 | 29.7623 | 30.4023 | 31.0559 | 31.7236 | 0 | Scott-Winslow 1 | 10 | 10 | 10 | 10 | 10 | 10 | 0
Scrubgrass 1 | 14.0431 | 14.5543 | 14.3749 | 14.5551 | 14.9051 | 15.1915 | 15.5314 | Scrubgrass 1 | 80 | 80 | 80 | 80 | 80 | 80 | 80
SEABROOK Joint 1 | 6.9891 | 7.0708 | 7.1433 | 7.2169 | 7.2916 | 7.3674 | 7.4443 | SEABROOK Joint 1 | 1161.5 | 1161.5 | 1161.5 | 1161.5 | 1161.5 | 1161.5 | 1161.5
Seamass Expan 1 | 25.7715 | 26.3624 | 26.9271 | 27.5016 | 28.1197 | 28.6923 | 29.3221 | Seamass Expan 1 | 22.9 | 22.9 | 22.9 | 22.9 | 22.9 | 22.9 | 22.9
Selkirk 1 | 26.4575 | 26.3315 | 26.6981 | 27.154 | 27.6924 | 28.2808 | 29.273 | Selkirk 1 | 107 | 107 | 107 | 107 | 107 | 107 | 107
Selkirk 2 | 26.7253 | 26.4998 | 26.7973 | 27.2946 | 27.7944 | 28.4534 | 29.4848 | Selkirk 2 | 89 | 89 | 89 | 89 | 89 | 89 | 89
Selkirk 3 | 26.6894 | 26.4919 | 26.767 | 27.2688 | 27.7573 | 28.4172 | 29.5076 | Selkirk 3 | 88 | 88 | 88 | 88 | 88 | 88 | 88
Semass 1 | 28.4809 | 29.1359 | 29.7624 | 30.4022 | 31.0559 | 31.7236 | 32.4057 | Semass 1 | 50.2 | 50.2 | 50.2 | 50.2 | 50.2 | 50.2 | 50.2
Seneca MAAC | 0 | 0 | 0 | 0 | 0 | 0 | 0 | Seneca MAAC | 88 | 88 | 88 | 88 | 88 | 88 | 88
SERC-OffPk 0 | 13.4564 | 13.7454 | 14.0771 | 14.3888 | 14.7428 | 15.1664 | 15.6134 | SERC-OffPk 0 | 2000 | 2000 | 2000 | 2000 | 2000 | 2000 | 2000
SERC-OnPk 0 | 20.0223 | 20.8944 | 20.8903 | 21.7327 | 22.458 | 22.7858 | 23.7284 | SERC-OnPk 0 | 2000 | 2000 | 2000 | 2000 | 2000 | 2000 | 2000
SES Concord Re 1 | 28.4809 | 29.1359 | 29.7623 | 30.4022 | 31.0559 | 31.7236 | 32.4056 | SES Concord Re 1 | 12.3 | 12.3 | 12.3 | 12.3 | 12.3 | 12.3 | 12.3
Seward 4 | 18.4852 | 19.1989 | 0 | 0 | 0 | 0 | 0 | Seward 4 | 62 | 62 | 0 | 0 | 0 | 0 | 0
Seward 5 | 14.5556 | 15.0764 | 0 | 0 | 0 | 0 | 0 | Seward 5 | 137 | 137 | 0 | 0 | 0 | 0 | 0
Sewaren 1 | 50.1868 | 49.844 | 48.8057 | 52.1344 | 51.7606 | 52.1563 | 53.9036 | Sewaren 1 | 107 | 107 | 107 | 107 | 107 | 107 | 107
Sewaren 2 | 54.116 | 53.9568 | 54.9801 | 52.9247 | 56.2265 | 57.5041 | 58.7384 | Sewaren 2 | 120 | 120 | 120 | 120 | 120 | 120 | 120
Sewaren 3 | 47.1687 | 45.8013 | 45.7377 | 46.2559 | 46.7771 | 48.8107 | 49.7148 | Sewaren 3 | 109 | 109 | 109 | 109 | 109 | 109 | 109
Sewaren 4 | 44.6154 | 43.423 | 42.7992 | 43.148 | 43.4083 | 44.0293 | 44.6824 | Sewaren 4 | 127 | 127 | 127 | 127 | 127 | 127 | 127
Sewaren 6 | 66.2549 | 68.618 | 70.4025 | 70.5504 | 74.3006 | 75.8563 | 77.3386 | Sewaren 6 | 140 | 140 | 140 | 140 | 140 | 140 | 140
Shawnee 1 | 70.9252 | 74.345 | 75.8017 | 78.1499 | 80.2389 | 80.4961 | 82.8614 | Shawnee 1 | 26 | 26 | 26 | 26 | 26 | 26 | 26
Shawville 1 | 14.8426 | 15.3613 | 15.1777 | 15.3652 | 15.7064 | 15.9999 | 16.3603 | Shawville 1 | 128 | 128 | 128 | 128 | 128 | 128 | 128
Shawville 2 | 14.8462 | 15.3773 | 15.1849 | 15.3719 | 15.7097 | 16.0112 | 16.3709 | Shawville 2 | 130 | 130 | 130 | 130 | 130 | 130 | 130
Shawville 5 | 0 | 0 | 0 | 0 | 51.7468 | 52.9556 | 53.6733 | Shawville 5 | 6 | 6 | 6 | 6 | 6 | 6 | 6
Shawville C3 | 14.2158 | 14.7257 | 14.5525 | 14.731 | 15.0759 | 15.3725 | 15.7331 | Shawville C3 | 360 | 360 | 360 | 360 | 360 | 360 | 360
Sherman Ave GT 1 | 47.7473 | 47.2264 | 47.9809 | 48.1309 | 50.2776 | 51.8488 | 52.9556 | Sherman Ave GT 1 | 96 | 96 | 96 | 96 | 96 | 96 | 96
SHOEMAKER 1 | 63.4156 | 68.1219 | 70.2821 | 72.7488 | 75.9861 | 77.5072 | 80.8083 | SHOEMAKER 1 | 42.1 | 42.1 | 42.1 | 42.1 | 42.1 | 42.1 | 42.1
SHOREHAM 1 | 52.62 | 54.036 | 55.9707 | 55.5495 | 56.6448 | 58.1868 | 58.9951 | SHOREHAM 1 | 63 | 63 | 63 | 63 | 63 | 63 | 63
SHOREHAM 2 | 54.8356 | 56.0063 | 57.1488 | 56.9345 | 57.9296 | 58.7289 | 60.8704 | SHOREHAM 2 | 22 | 22 | 22 | 22 | 22 | 22 | 22
SHREWSBURY C1 | 44.7189 | 48.6234 | 49.012 | 49.7583 | 53.1695 | 54.4934 | 54.528 | SHREWSBURY C1 | 14 | 14 | 14 | 14 | 14 | 14 | 14
Signal/Resco 1 | 28.4809 | 29.1359 | 29.7624 | 30.4023 | 31.0559 | 31.7236 | 32.4057 | Signal/Resco 1 | 60.4 | 60.4 | 60.4 | 60.4 | 60.4 | 60.4 | 60.4
Sithe CC C1 | 26.5874 | 26.5433 | 26.9814 | 27.5589 | 28.1041 | 28.8045 | 29.6644 | Sithe CC C1 | 740 | 740 | 740 | 740 | 740 | 740 | 740
Sithe-Ogdensbr 1 | 58.9563 | 0 | 44.8429 | 47.1205 | 55.0553 | 40.447 | 57.5796 | Sithe-Ogdensbr 1 | 40.5 | 40.5 | 40.5 | 40.5 | 40.5 | 40.5 | 40.5
Sithe-Ogdensbr 2 | 57.3869 | 0 | 34.2506 | 51.6939 | 57.3199 | 44.9432 | 52.4341 | Sithe-Ogdensbr 2 | 30.3 | 30.3 | 30.3 | 30.3 | 30.3 | 30.3 | 30.3
Sithe-Ogdensbr 3 | 58.1235 | 0 | 37.7065 | 49.5424 | 50.3929 | 44.4067 | 51.5882 | Sithe-Ogdensbr 3 | 19 | 19 | 19 | 19 | 19 | 19 | 19
Sithe-Senecapw 2 | 55.5352 | 44.6775 | 33.4736 | 35.7513 | 36.2507 | 34.1547 | 37.3811 | Sithe-Senecapw 2 | 63 | 63 | 63 | 63 | 63 | 63 | 63
Sithe-Sterling 2 | 58.0981 | 0 | 33.6941 | 54.4128 | 55.419 | 43.8957 | 50.2156 | Sithe-Sterling 2 | 15.8 | 15.8 | 15.8 | 15.8 | 15.8 | 15.8 | 15.8
SMECO 1 | 41.5544 | 40.7216 | 41.7351 | 43.4216 | 43.0457 | 43.2203 | 43.9578 | SMECO 1 | 93 | 93 | 93 | 93 | 93 | 93 | 93
SMITHTOWN 1 | 31.2959 | 32.0144 | 32.7054 | 33.4089 | 34.1242 | 34.8583 | 35.6102 | SMITHTOWN 1 | 1.1 | 1.1 | 1.1 | 1.1 | 1.1 | 1.1 | 1.1
So Norwalk Dsl 1 | 42.1361 | 45.2614 | 45.9512 | 46.452 | 49.5227 | 50.53 | 50.2326 | So Norwalk Dsl 1 | 16.7 | 16.7 | 16.7 | 16.7 | 16.7 | 16.7 | 16.7
Somerset 6 | 21.4989 | 21.9686 | 22.4142 | 22.8806 | 23.354 | 23.8332 | 24.3229 | Somerset 6 | 111 | 111 | 111 | 111 | 111 | 111 | 111
SOMERSET JET 1 | 70.6096 | 71.8615 | 72.7111 | 73.7889 | 78.4995 | 85.9185 | 80.7439 | SOMERSET JET 1 | 22 | 22 | 22 | 22 | 22 | 22 | 22
SOMERSET JET 2 | 71.7526 | 73.1034 | 73.5974 | 74.991 | 78.6079 | 86.207 | 87.7609 | SOMERSET JET 2 | 21.2 | 21.2 | 21.2 | 21.2 | 21.2 | 21.2 | 21.2
South Cairo 1 | 57.0532 | 59.6768 | 60.2257 | 60.8181 | 63.3212 | 64.9143 | 66.5799 | South Cairo 1 | 23.4 | 23.4 | 23.4 | 23.4 | 23.4 | 23.4 | 23.4
South Meadow 15 | 48.3691 | 52.7608 | 53.8049 | 54.0948 | 58 | 59.1751 | 58.814 | South Meadow 15 | 40.4 | 40.4 | 40.4 | 40.4 | 40.4 | 40.4 | 40.4
SOUTH MEADOW C11 | 55.5572 | 58.7322 | 60.772 | 61.9779 | 65.8096 | 67.6331 | 69.8066 | SOUTH MEADOW C11 | 195.6 | 195.6 | 195.6 | 195.6 | 195.6 | 195.6 | 195.6
SOUTH OAKS HOS 1 | 37.4096 | 36.2075 | 38.9487 | 35.6196 | 35.4 | 37.0294 | 36.7234 | SOUTH OAKS HOS 1 | 0.2 | 0.2 | 0.2 | 0.2 | 0.2 | 0.2 | 0.2
South River 1 | 34.7615 | 34.2131 | 34.9765 | 35.0755 | 35.8683 | 36.3929 | 37.4094 | South River 1 | 260 | 260 | 260 | 260 | 260 | 260 | 260
SOUTHOLD 1 | 78.1138 | 79.4635 | 78.8268 | 82.8694 | 84.3332 | 86.3532 | 88.3131 | SOUTHOLD 1 | 16 | 16 | 16 | 16 | 16 | 16 | 16
Southwark C3 | 64.2581 | 66.7178 | 68.4061 | 68.7634 | 72.2199 | 73.8319 | 75.5064 | Southwark C3 | 72 | 72 | 72 | 72 | 72 | 72 | 72
Springfield Re 1 | 28.4809 | 29.1359 | 29.7623 | 30.4023 | 31.0559 | 31.7236 | 32.4057 | Springfield Re 1 | 6 | 6 | 6 | 6 | 6 | 6 | 6
ST Albans Dsl 1 | 49.2092 | 53.6772 | 54.7317 | 55.0352 | 59 | 60.2074 | 59.8372 | ST Albans Dsl 1 | 2.4 | 2.4 | 2.4 | 2.4 | 2.4 | 2.4 | 2.4
Starmark 1 | 28.4479 | 29.1022 | 29.728 | 30.3672 | 31.02 | 31.6871 | 32.3681 | Starmark 1 | 3 | 3 | 3 | 3 | 3 | 3 | 3
STATION 9 | 71.6582 | 0 | 52.2481 | 68.6621 | 64.1668 | 56.4662 | 68.0565 | STATION 9 | 18 | 18 | 18 | 18 | 18 | 18 | 18
Ste Rose 1 | 57.5834 | 62.5511 | 66.5409 | 67.9329 | 71.5067 | 74.5258 | 75.3801 | Ste Rose 1 | 99.7 | 99.7 | 99.7 | 99.7 | 99.7 | 99.7 | 99.7
STERLING POWR 1 | 27.1804 | 26.9164 | 27.384 | 28.1144 | 28.6356 | 29.3047 | 30.3549 | STERLING POWR 1 | 51.3 | 51.3 | 51.3 | 51.3 | 51.3 | 51.3 | 51.3
Stonybrk CC Jo 1 | 57.1019 | 63.469 | 66.0461 | 70.7543 | 76.3641 | 79.2262 | 79.2413 | Stonybrk CC Jo 1 | 352 | 352 | 352 | 352 | 352 | 352 | 352
Stonybrook G C1 | 58.2901 | 61.0048 | 59.9075 | 61.1168 | 64.8683 | 68.3345 | 66.4649 | Stonybrook G C1 | 170 | 170 | 170 | 170 | 170 | 170 | 170
Sunbury 3 | 16.8738 | 17.4248 | 17.2241 | 17.4259 | 17.7712 | 18.0758 | 18.4731 | Sunbury 3 | 103 | 103 | 103 | 103 | 103 | 103 | 103
Sunbury 4 | 15.1788 | 15.722 | 15.5349 | 15.7331 | 16.0737 | 16.3816 | 16.7479 | Sunbury 4 | 134 | 134 | 134 | 134 | 134 | 134 | 134
Sunbury C1 | 16.8576 | 17.4333 | 17.2161 | 17.4275 | 17.807 | 18.1274 | 18.545 | Sunbury C1 | 152 | 152 | 152 | 152 | 152 | 152 | 152
Sunbury D1-2 1 | 47.5282 | 49.4647 | 50.4825 | 51.7043 | 52.834 | 53.7592 | 55.0582 | Sunbury D1-2 1 | 6 | 6 | 6 | 6 | 6 | 6 | 6
Susq joint 1 | 7.7064 | 7.784 | 7.8511 | 7.9191 | 7.9879 | 8.0575 | 8.128 | Susq joint 1 | 1107 | 1107 | 1107 | 1107 | 1107 | 1107 | 1107
Susq joint 2 | 7.6767 | 7.7541 | 7.8211 | 7.8888 | 7.9574 | 8.0269 | 8.0972 | Susq joint 2 | 1110 | 1110 | 1110 | 1110 | 1110 | 1110 | 1110
Swaru-Laidlaw 1 | 27.1371 | 27.7616 | 28.3583 | 28.9682 | 29.5907 | 30.2272 | 30.8771 | Swaru-Laidlaw 1 | 0.4 | 0.4 | 0.4 | 0.4 | 0.4 | 0.4 | 0.4
Swift River (G 1 | 27.7314 | 28.3692 | 28.9792 | 29.6023 | 30.2387 | 30.8889 | 31.553 | Swift River (G 1 | 14.8 | 14.8 | 14.8 | 14.8 | 14.8 | 14.8 | 14.8
SYRACUSE POWER 1 | 54.5948 | 0 | 34.8992 | 44.1146 | 44.8332 | 38.757 | 47.1269 | SYRACUSE POWER 1 | 5 | 5 | 5 | 5 | 5 | 5 | 5
Tage Hansen 1 | 44.1759 | 44.7911 | 45.5252 | 46.268 | 47.083 | 48.0598 | 49.1089 | Tage Hansen 1 | 0.4 | 0.4 | 0.4 | 0.4 | 0.4 | 0.4 | 0.4
Tamworth Proje 1 | 27.7314 | 28.3693 | 28.9792 | 29.6022 | 30.2387 | 30.8888 | 31.5529 | Tamworth Proje 1 | 20 | 20 | 20 | 20 | 20 | 20 | 20
Tasley 10 | 63.0598 | 64.9938 | 67.1409 | 67.2642 | 71.1061 | 72.6357 | 74.1906 | Tasley 10 | 33 | 33 | 33 | 33 | 33 | 33 | 33
TBG-GRUMMAN 1 | 27.1294 | 26.934 | 27.4458 | 27.7417 | 28.4709 | 29.0279 | 30.1131 | TBG-GRUMMAN 1 | 51.3 | 51.3 | 51.3 | 51.3 | 51.3 | 51.3 | 51.3
TCPL-Calstst 1 | 29.2248 | 29.8969 | 30.5397 | 31.1963 | 31.8669 | 32.5522 | 33.252 | TCPL-Calstst 1 | 22.5 | 22.5 | 22.5 | 22.5 | 22.5 | 22.5 | 22.5
TDEC 1 | 40.006 | 40.138 | 41.1845 | 41.4461 | 42.5967 | 43.4445 | 44.6424 | TDEC 1 | 12 | 12 | 12 | 12 | 12 | 12 | 12
Three Mile Isl 1 | 8.3992 | 8.4866 | 8.5627 | 8.6398 | 0 | 0 | 0 | Three Mile Isl 1 | 810 | 810 | 810 | 810 | 0 | 0 | 0
Thunder Bay C2 | 18.1981 | 18.5658 | 19.1309 | 19.4785 | 19.8242 | 20.3019 | 20.7076 | Thunder Bay C2 | 300 | 300 | 300 | 300 | 300 | 300 | 300
Titus 4 | 85.4224 | 89.3598 | 91.1607 | 93.1994 | 95.274 | 96.3623 | 99.2586 | Titus 4 | 19 | 19 | 19 | 19 | 19 | 19 | 19
Titus 5 | 80.2514 | 84.1873 | 85.2449 | 88.2837 | 91.1412 | 90.9199 | 93.3846 | Titus 5 | 20 | 20 | 20 | 20 | 20 | 20 | 20
Titus C1 | 15.1693 | 15.6889 | 15.515 | 15.7079 | 16.0608 | 16.3728 | 16.7578 | Titus C1 | 249 | 249 | 249 | 249 | 249 | 249 | 249
Tolna C1 | 76.0224 | 80.3716 | 80.661 | 83.7185 | 86.0776 | 86.2447 | 88.919 | Tolna C1 | 54 | 54 | 54 | 54 | 54 | 54 | 54
TORRINGTON TER 1 | 55.3819 | 59.6922 | 60.9841 | 62.6697 | 66.2333 | 67.65 | 69.6363 | TORRINGTON TER 1 | 21.8 | 21.8 | 21.8 | 21.8 | 21.8 | 21.8 | 21.8
Tracy S1 | 32.2981 | 36.3252 | 38.82 | 0 | 0 | 0 | 0 | Tracy S1 | 600 | 600 | 600 | 600 | 600 | 600 | 600
Transalta Powe 1 | 44.2305 | 44.8452 | 45.5796 | 46.3225 | 47.1381 | 48.1147 | 49.1641 | Transalta Powe 1 | 50 | 50 | 50 | 50 | 50 | 50 | 50
Transalta-McDo 1 | 44.2305 | 44.8452 | 45.5796 | 46.3225 | 47.1381 | 48.1147 | 49.1642 | Transalta-McDo 1 | 110 | 110 | 110 | 110 | 110 | 110 | 110
Transalta-OHSC 1 | 44.2305 | 44.8451 | 45.5796 | 46.3225 | 47.1381 | 48.1147 | 49.1641 | Transalta-OHSC 1 | 66 | 66 | 66 | 66 | 66 | 66 | 66
Trenton 5 | 18.6653 | 19.077 | 19.4632 | 19.866 | 20.2744 | 20.6899 | 21.1176 | Trenton 5 | 156.1 | 156.1 | 156.1 | 156.1 | 156.1 | 156.1 | 156.1
Trenton 6 | 18.5624 | 18.9756 | 19.3682 | 19.7656 | 20.1717 | 20.5894 | 21.0119 | Trenton 6 | 155 | 155 | 155 | 155 | 155 | 155 | 155
TRIGEN-NDEC 1 | 26.8594 | 26.6243 | 27.0706 | 27.2905 | 28.0253 | 28.7337 | 29.735 | TRIGEN-NDEC 1 | 57 | 57 | 57 | 57 | 57 | 57 | 57
Tuft's Cove 1 | 35.556 | 39.3313 | 44.7697 | 46.3971 | 48.369 | 55.7187 | 54.6891 | Tuft's Cove 1 | 80 | 80 | 80 | 80 | 80 | 80 | 80
Tuft's Cove 2 | 33.7507 | 36.9669 | 42.1389 | 44.5311 | 47.8506 | 51.5721 | 52.8729 | Tuft's Cove 2 | 99 | 99 | 99 | 99 | 99 | 99 | 99
Tuft's Cove 3 | 30.414 | 34.1437 | 37.2065 | 38.982 | 42.2925 | 43.747 | 44.7666 | Tuft's Cove 3 | 153 | 153 | 153 | 153 | 153 | 153 | 153
TUNNEL JET 10 | 56.9517 | 60.9402 | 62.3651 | 63.9512 | 67.9676 | 69.2615 | 71.3875 | TUNNEL JET 10 | 20.8 | 20.8 | 20.8 | 20.8 | 20.8 | 20.8 | 20.8
Tusket 1 | 70.8324 | 75.7317 | 0 | 83.1009 | 89.3894 | 92.2244 | 97.8304 | Tusket 1 | 24.3 | 24.3 | 24.3 | 24.3 | 24.3 | 24.3 | 24.3
UDG/NIAGARA 1 | 16.1276 | 16.5198 | 16.1858 | 16.4436 | 16.8963 | 17.2497 | 17.6326 | UDG/NIAGARA 1 | 50.1 | 50.1 | 50.1 | 50.1 | 50.1 | 50.1 | 50.1
Union County R 1 | 37.2232 | 38.0792 | 38.8979 | 39.7341 | 40.5886 | 41.4612 | 42.3525 | Union County R 1 | 39 | 39 | 39 | 39 | 39 | 39 | 39
US GEN (OLD RI 1 | 28.2436 | 27.8538 | 28.142 | 28.7425 | 29.5928 | 30.2273 | 31.3182 | US GEN (OLD RI 1 | 154.1 | 154.1 | 154.1 | 154.1 | 154.1 | 154.1 | 154.1
USGEN_CC 0 | 0 | 0 | 23.1136 | 24.2701 | 24.6193 | 25.1327 | 25.7689 | USGEN_CC 0 | 0 | 0 | 0 | 1080 | 1080 | 1080 | 1080
USGEN_CC 1 | 0 | 25.4097 | 25.6614 | 26.0951 | 26.5041 | 26.984 | 27.6734 | USGEN_CC 1 | 0 | 360 | 360 | 360 | 360 | 360 | 360
VCLP NUG 1 | 32.1085 | 31.6795 | 32.1501 | 32.49 | 33.2047 | 33.6263 | 34.5403 | VCLP NUG 1 | 46.5 | 46.5 | 46.5 | 46.5 | 46.5 | 46.5 | 46.5
Vergennes Dsl 1 | 62.757 | 68.389 | 69.7317 | 70.1009 | 75.2045 | 76.922 | 76.2558 | Vergennes Dsl 1 | 4.2 | 4.2 | 4.2 | 4.2 | 4.2 | 4.2 | 4.2
Victoria Ju S1 | 85.1205 | 90.3531 | 99.6476 | 96.4776 | 113.8226 | 113.3749 | 113.5706 | Victoria Ju S1 | 66 | 66 | 66 | 66 | 66 | 66 | 66
Vienna 10 | 68.0126 | 70.681 | 72.4126 | 73.1336 | 75.8573 | 78.187 | 79.902 | Vienna 10 | 21 | 21 | 21 | 21 | 21 | 21 | 21
Vienna 8 | 29.2549 | 30.0608 | 30.8747 | 30.9332 | 31.3731 | 31.9196 | 32.4643 | Vienna 8 | 155 | 155 | 155 | 155 | 155 | 155 | 155
Viking Energy 1 | 37.2229 | 38.0793 | 38.8977 | 39.7346 | 40.5888 | 41.4607 | 42.3528 | Viking Energy 1 | 17 | 17 | 17 | 17 | 17 | 17 | 17
Vineland (H D 7 | 42.4308 | 44.9765 | 45.3363 | 45.7919 | 48.3673 | 47.2841 | 47.2324 | Vineland (H D 7 | 8 | 8 | 8 | 8 | 8 | 8 | 8
Vineland (H D 8 | 39.0763 | 39.8782 | 41.3252 | 41.0482 | 41.4945 | 41.7077 | 42.0965 | Vineland (H D 8 | 11 | 11 | 11 | 11 | 11 | 11 | 11
Vineland (H D 9 | 41.0078 | 41.3073 | 43.5313 | 42.0919 | 43.485 | 43.4317 | 43.8255 | Vineland (H D 9 | 17 | 17 | 17 | 17 | 17 | 17 | 17
Vineland (H D 10 | 19.6148 | 20.8472 | 20.9841 | 21.3326 | 21.9527 | 22.5913 | 23.3984 | Vineland (H D 10 | 23 | 23 | 23 | 23 | 23 | 23 | 23
Vineland (W S 1 | 53.0427 | 55.2745 | 56.9177 | 57.1191 | 60.1553 | 61.4294 | 62.935 | Vineland (W S 1 | 32 | 32 | 32 | 32 | 32 | 32 | 32
VT YANKEE Join 1 | 7.4562 | 7.5477 | 7.6295 | 0 | 0 | 0 | 0 | VT YANKEE Join 1 | 530.6 | 530.6 | 530.6 | 0 | 0 | 0 | 0
W Babylon GT 4 | 70.7765 | 72.7503 | 73.9701 | 74.0147 | 75.5673 | 78.0393 | 79.743 | W Babylon GT 4 | 64 | 64 | 64 | 64 | 64 | 64 | 64
W F WYMAN 3 | 26.248 | 29.1658 | 31.3487 | 32.9919 | 35.3885 | 36.6296 | 37.7928 | W F WYMAN 3 | 119 | 119 | 119 | 119 | 119 | 119 | 119
W F WYMAN C1 | 30.1152 | 34.1912 | 38.1429 | 40.8129 | 43.7846 | 46.5895 | 46.9196 | W F WYMAN C1 | 107 | 107 | 107 | 107 | 107 | 107 | 107
W F WYMAN Joi 4 | 28.7754 | 32.1079 | 34.9282 | 36.854 | 39.3373 | 40.9237 | 42.1381 | W F WYMAN Joi 4 | 598.6 | 598.6 | 598.6 | 598.6 | 598.6 | 598.6 | 598.6
W G Thompson 1 | 44.1759 | 44.7905 | 45.5248 | 46.2674 | 47.0828 | 48.0591 | 49.1082 | W G Thompson 1 | 0.7 | 0.7 | 0.7 | 0.7 | 0.7 | 0.7 | 0.7
WADING R C1 | 57.9619 | 59.0519 | 60.7483 | 60.6662 | 61.6735 | 63.9655 | 65.2574 | WADING R C1 | 314.1 | 314.1 | 314.1 | 314.1 | 314.1 | 314.1 | 314.1
Wallingford Re 1 | 28.4808 | 29.1359 | 29.7623 | 30.4022 | 31.0558 | 31.7235 | 32.4056 | Wallingford Re 1 | 6.9 | 6.9 | 6.9 | 6.9 | 6.9 | 6.9 | 6.9
Warren 3 | 0 | 0 | 0 | 0 | 65.346 | 67.2394 | 68.4489 | Warren 3 | 79 | 79 | 79 | 79 | 79 | 79 | 79
Warren C1 | 18.6738 | 0 | 0 | 0 | 0 | 0 | 0 | Warren C1 | 82 | 0 | 0 | 0 | 0 | 0 | 0
Warren Co RR 1 | 44.264 | 43.966 | 44.7616 | 44.2338 | 46.2604 | 47.4919 | 48.6239 | Warren Co RR 1 | 10 | 10 | 10 | 10 | 10 | 10 | 10
WASTE MANAGEME 1 | 31.2934 | 32.015 | 32.7019 | 33.4081 | 34.1249 | 34.8578 | 35.608 | WASTE MANAGEME 1 | 1.6 | 1.6 | 1.6 | 1.6 | 1.6 | 1.6 | 1.6
Waste Mgmt (Ne 1 | 31.2735 | 31.9927 | 32.6806 | 0 | 0 | 0 | 0 | Waste Mgmt (Ne 1 | 2.6 | 2.6 | 2.6 | 0 | 0 | 0 | 0
WATERS RIVER 1 | 130.0311 | 122.3429 | 111.5122 | 85.9492 | 0 | 113.8107 | 86.4884 | WATERS RIVER 1 | 20 | 20 | 20 | 20 | 20 | 20 | 20
WATERS RIVER 2 | 50.0353 | 53.4835 | 54.4473 | 53.1329 | 54.7422 | 54.8762 | 57.592 | WATERS RIVER 2 | 45.9 | 45.9 | 45.9 | 45.9 | 45.9 | 45.9 | 45.9
WATERSIDE 6 | 36.9191 | 38.7934 | 36.3247 | 38.0599 | 37.6644 | 42.3365 | 40.0265 | WATERSIDE 6 | 69 | 69 | 69 | 69 | 69 | 69 | 69
WATERSIDE C8 | 45.5177 | 42.4585 | 37.0686 | 40.1605 | 37.5587 | 40.7907 | 38.6022 | WATERSIDE C8 | 94 | 94 | 94 | 94 | 94 | 94 | 94
Wayne 1 | 0 | 0 | 0 | 0 | 65.3498 | 67.4853 | 69.3369 | Wayne 1 | 76 | 76 | 76 | 76 | 76 | 76 | 76
Werner C C1 | 74.6109 | 77.7899 | 79.4613 | 80.3699 | 83.8177 | 85.9222 | 87.8103 | Werner C C1 | 292 | 292 | 292 | 292 | 292 | 292 | 292
West 1 | 70.8458 | 73.5763 | 74.8418 | 75.6916 | 79.0596 | 81.314 | 83.1022 | West 1 | 19 | 19 | 19 | 19 | 19 | 19 | 19
West Shore C1 | 64.0166 | 67.6943 | 68.3076 | 71.0095 | 73.2023 | 72.4417 | 75.2795 | West Shore C1 | 36 | 36 | 36 | 36 | 36 | 36 | 36
WEST SPRINGFI 10 | 54.6795 | 58.1424 | 59.668 | 61.5179 | 65.2676 | 66.7214 | 68.9122 | WEST SPRINGFI 10 | 19 | 19 | 19 | 19 | 19 | 19 | 19
WEST SPRINGFIE 3 | 32.3354 | 35.7863 | 37.8861 | 37.0934 | 37.9853 | 38.9544 | 39.1563 | WEST SPRINGFIE 3 | 107 | 107 | 107 | 107 | 107 | 107 | 107
WEST TISBURY D 1 | 46.4556 | 50.2703 | 51.7317 | 52.0183 | 55.7727 | 56.8963 | 56.5581 | WEST TISBURY D 1 | 5.5 | 5.5 | 5.5 | 5.5 | 5.5 | 5.5 | 5.5
West Windsor P 1 | 44.23 | 44.8447 | 45.5792 | 46.322 | 47.1376 | 48.1142 | 49.1637 | West Windsor P 1 | 115 | 115 | 115 | 115 | 115 | 115 | 115
Westbrook Gree 1 | 44.1759 | 44.7904 | 45.5248 | 46.2673 | 47.0826 | 48.0591 | 49.1081 | Westbrook Gree 1 | 1.6 | 1.6 | 1.6 | 1.6 | 1.6 | 1.6 | 1.6
Westport 5 | 57.93 | 57.7438 | 59.7985 | 60.4828 | 61.988 | 61.9838 | 64.8422 | Westport 5 | 132 | 132 | 132 | 132 | 132 | 132 | 132
Westwood 1 | 17.7571 | 18.4102 | 18.166 | 18.389 | 18.8326 | 19.1933 | 19.6232 | Westwood 1 | 30 | 30 | 30 | 30 | 30 | 30 | 30
Wheelabrator M 1 | 28.4808 | 29.1359 | 29.7623 | 30.4022 | 31.0558 | 31.7235 | 32.4056 | Wheelabrator M 1 | 40.7 | 40.7 | 40.7 | 40.7 | 40.7 | 40.7 | 40.7
Wheelabrator/F 1 | 37.2231 | 38.0791 | 38.8978 | 39.7342 | 40.5884 | 41.4612 | 42.3525 | Wheelabrator/F 1 | 42 | 42 | 42 | 42 | 42 | 42 | 42
WHITE LAKE JET 1 | 56.4999 | 60.251 | 62.5207 | 63.4148 | 67.6724 | 68.8907 | 70.5964 | WHITE LAKE JET 1 | 22.2 | 22.2 | 22.2 | 22.2 | 22.2 | 22.2 | 22.2
White River 1 | 29.2247 | 29.8968 | 30.5397 | 31.1963 | 31.867 | 32.5522 | 33.252 | White River 1 | 5 | 5 | 5 | 5 | 5 | 5 | 5
Whitefield Pow 1 | 27.7314 | 28.3692 | 28.9792 | 29.6023 | 30.2387 | 30.8888 | 31.5529 | Whitefield Pow 1 | 13.8 | 13.8 | 13.8 | 13.8 | 13.8 | 13.8 | 13.8
WILKINS STRE C1 | 45.1635 | 49.1239 | 50.0976 | 50.3338 | 53.3933 | 55.1756 | 54.814 | WILKINS STRE C1 | 5 | 5 | 5 | 5 | 5 | 5 | 5
Williamsport C1 | 66.3486 | 70.0735 | 71.4402 | 73.0222 | 75.0482 | 75.3656 | 77.9496 | Williamsport C1 | 36 | 36 | 36 | 36 | 36 | 36 | 36
WOODLAND ROAD 10 | 56.0446 | 59.3761 | 62.0237 | 63.0594 | 66.9061 | 68.3211 | 69.4071 | WOODLAND ROAD 10 | 20.4 | 20.4 | 20.4 | 20.4 | 20.4 | 20.4 | 20.4
YAPHANK 1 | 31.2959 | 32.0152 | 32.7048 | 33.4059 | 34.125 | 34.8571 | 35.6072 | YAPHANK 1 | 1.4 | 1.4 | 1.4 | 1.4 | 1.4 | 1.4 | 1.4
Yards Creek A | 0 | 0 | 0 | 0 | 0 | 0 | 0 | Yards Creek A | 200.1 | 200.1 | 200.1 | 200.1 | 200.1 | 200.1 | 200.1
Yards Creek B | 0 | 0 | 0 | 0 | 0 | 0 | 0 | Yards Creek B | 200.1 | 200.1 | 200.1 | 200.1 | 200.1 | 200.1 | 200.1
York County RR 1 | 37.2229 | 38.0794 | 38.898 | 39.7341 | 40.5887 | 41.4611 | 42.3526 | York County RR 1 | 30 | 30 | 30 | 30 | 30 | 30 | 30
York Warebasse 7 | 22.957 | 23.2438 | 23.5108 | 23.9143 | 24.334 | 24.7685 | 25.4805 | York Warebasse 7 | 21 | 21 | 21 | 21 | 21 | 21 | 21
Z_NEPCC_2002A 0 | 0 | 0 | 0 | 26.1471 | 26.4744 | 26.9031 | 27.5948 | Z_NEPCC_2002A 0 | 0 | 0 | 0 | 265 | 265 | 265 | 265
Z_NEPCC_2003A 0 | 0 | 0 | 0 | 0 | 26.4746 | 26.9923 | 27.6398 | Z_NEPCC_2003A 0 | 0 | 0 | 0 | 0 | 265 | 265 | 265
Z_NEPCC_2003B 0 | 0 | 0 | 0 | 0 | 26.5398 | 26.952 | 27.5769 | Z_NEPCC_2003B 0 | 0 | 0 | 0 | 0 | 265 | 265 | 265
Z_NEPCC_2003C 0 | 0 | 0 | 0 | 0 | 26.5034 | 26.9798 | 27.5966 | Z_NEPCC_2003C 0 | 0 | 0 | 0 | 0 | 265 | 265 | 265
Z_NEPCC_2005A 0 | 0 | 0 | 0 | 0 | 0 | 0 | 27.629 | Z_NEPCC_2005A 0 | 0 | 0 | 0 | 0 | 0 | 0 | 265
Z_NEPCC_2005B 0 | 0 | 0 | 0 | 0 | 0 | 0 | 27.6674 | Z_NEPCC_2005B 0 | 0 | 0 | 0 | 0 | 0 | 0 | 265
Z_NYECC_2005A 0 | 0 | 0 | 0 | 0 | 0 | 0 | 25.118 | Z_NYECC_2005A 0 | 0 | 0 | 0 | 0 | 0 | 0 | 520
Z_NYWCC_2005A 0 | 0 | 0 | 0 | 0 | 0 | 0 | 25.3388 | Z_NYWCC_2005A 0 | 0 | 0 | 0 | 0 | 0 | 0 | 520
Z_NYWCC_2005B 0 | 0 | 0 | 0 | 0 | 0 | 0 | 25.3368 | Z_NYWCC_2005B 0 | 0 | 0 | 0 | 0 | 0 | 0 | 520
Z_NYWCC_2005C 0 | 0 | 0 | 0 | 0 | 0 | 0 | 25.2951 | Z_NYWCC_2005C 0 | 0 | 0 | 0 | 0 | 0 | 0 | 520
Z_PJCCC_2003A 0 | 0 | 0 | 0 | 0 | 25.5817 | 26.0095 | 26.6497 | Z_PJCCC_2003A 0 | 0 | 0 | 0 | 0 | 520 | 520 | 520
Z_PJCCC_2004A 0 | 0 | 0 | 0 | 0 | 0 | 26.0203 | 26.6514 | Z_PJCCC_2004A 0 | 0 | 0 | 0 | 0 | 0 | 520 | 520
Z_PJECC_2002A 0 | 0 | 0 | 0 | 25.1164 | 25.5136 | 25.9399 | 26.5943 | Z_PJECC_2002A 0 | 0 | 0 | 0 | 520 | 520 | 520 | 520
Z_PJECC_2002B 0 | 0 | 0 | 0 | 25.1243 | 25.532 | 25.8918 | 26.5904 | Z_PJECC_2002B 0 | 0 | 0 | 0 | 520 | 520 | 520 | 520
Z_PJECC_2003A 0 | 0 | 0 | 0 | 0 | 25.4738 | 25.9193 | 26.5705 | Z_PJECC_2003A 0 | 0 | 0 | 0 | 0 | 520 | 520 | 520
Z_PJECC_2004A 0 | 0 | 0 | 0 | 0 | 0 | 25.9403 | 26.5681 | Z_PJECC_2004A 0 | 0 | 0 | 0 | 0 | 0 | 520 | 520
Z_PJECC_2005A 0 | 0 | 0 | 0 | 0 | 0 | 0 | 26.5873 | Z_PJECC_2005A 0 | 0 | 0 | 0 | 0 | 0 | 0 | 520

## 1999
| Marginal Cost | Capacity
Instance | Year: 1999 | Year: 1999 | Cum Cap
ABB_CC 1 | 0 | 0 | 0
AES NUG1 8&9 0 | 0 | 0 | 0
ANP_CC 1 | 0 | 0 | 0
B NEPOOL BECO | 0 | 0.6 | 0.6
B NEPOOL BHE | 0 | 18.4 | 19
B NEPOOL CES | 0 | 15 | 34
B NEPOOL CMEEC | 0 | 3.1 | 37.1
B NEPOOL EUA | 0 | 0.6 | 37.7
B NEPOOL FGE | 0 | 4.3 | 42
B NEPOOL HGE | 0 | 0.5 | 42.5
B NEPOOL MMWEC | 0 | 13.2 | 55.7
B NEPOOL NEP | 0 | 59.4 | 115.1
B NEPOOL NU | 0 | 80.6 | 195.7
B NYPP-E CEHG | 0 | 21.1 | 216.8
B NYPP-E ORRU | 0 | 18.8 | 235.6
B NYPP-W NEYE | 0 | 9.6 | 245.2
B NYPP-W NIMP | 0 | 37.4 | 282.6
B NYPP-W POAS | 0 | 18.3 | 300.9
B NYPP-W ROGE | 0 | 5.6 | 306.5
B PJM-Ce METED | 0 | 21 | 327.5
B PJM-Ea PSE&G | 0 | 10 | 337.5
B PJM-We PENLEC | 0 | 14.5 | 352
B Raystown 1 | 0 | 9.1 | 361.1
BE_CC 1 | 0 | 0 | 361.1
Bear Swamp | 0 | 573 | 934.1
Becancour GT C1 | 0 | 431.2 | 1365.3
Blenheim | 0 | 1040.1001 | 2405.4001
Blossburg 1 | 0 | 26 | 2431.4001
Bruce 1 | 0 | 0 | 2431.4001
Cadillac GT C1 | 0 | 162 | 2593.4001
Charlottetow 11 | 0 | 0 | 2593.4001
Combustion T 1 | 0 | 0 | 2593.4001
Composite Nug 1 | 0 | 7 | 2600.4001
CompositeJc Nu 1 | 0 | 3 | 2603.4001
Conem IC joint 1 | 0 | 10.8 | 2614.2001
Darlington Com 1 | 0 | 0 | 2614.2001
Delaware City 3 | 0 | 0 | 2614.2001
EMI_CC 1 | 0 | 0 | 2614.2001
EMI_CC 2 | 0 | 0 | 2614.2001
En Berkshire 1 | 0 | 0 | 2614.2001
En Brayton Poi 1 | 0 | 0 | 2614.2001
En EMI Tiverto 1 | 0 | 0 | 2614.2001
En Intl Paper 1 | 0 | 0 | 2614.2001
En Lake Road 1 | 0 | 0 | 2614.2001
HUBBARD 1 | 0 | 0 | 2614.2001
HYQB-Inter 1 | 0 | 1840 | 4454.2001
Indiana Univ 1 | 0 | 16 | 4470.2001
Inter-MECL 1 | 0 | 25 | 4495.2001
Inter-NBPC 1 | 0 | 142 | 4637.2001
Inter-NSPI 1 | 0 | 269 | 4906.2001
Inter-ONHY 1 | 0 | 666 | 5572.2001
Keyst IC joint 1 | 0 | 10.8 | 5583.0001
La Citiere G C1 | 0 | 280 | 5863.0001
Lakeview Land N6 | 0 | 8 | 5871.0001
Lennox - CTU 1-3 | 0 | 0 | 5871.0001
Morgantown C C1 | 0 | 40 | 5911.0001
Morgantown C C3 | 0 | 260 | 6171.0001
Muddy Run | 0 | 880 | 7051.0001
Northfield CMEEC | 0 | 12.6 | 7063.6001
Northfield NU | 0 | 1067.3999 | 8131
P NEPOOL BHE | 0 | 38 | 8169
P NEPOOL CMP | 0 | 444.1 | 8613.1
P NEPOOL NEP | 0 | 518.6 | 9131.7
P NEPOOL NU | 0 | 199 | 9330.7
P NEPOOL VTGP | 0 | 168 | 9498.7
P NYPP-W NEYE | 0 | 90.4 | 9589.1
P NYPP-W NIMP | 0 | 910 | 10499.1
P NYPP-W POAS | 0 | 3200 | 13699.1
P NYPP-W ROGE | 0 | 43 | 13742.1
P PJM-Ce BG&E | 0 | 277 | 14019.1
P PJM-Ce PP&L | 0 | 146 | 14165.1
P PJM-Ea PE | 0 | 512 | 14677.1
P PJM-We PENLEC | 0 | 60 | 14737.1
P PPL Safe Ha 0 | 0 | 139 | 14876.1
Peel Res ST 1 | 0 | 0 | 14876.1
Pickering C1 | 0 | 0 | 14876.1
POLSKY_CT 1 | 0 | 0 | 14876.1
Ringgold 1 | 0 | 15 | 14891.1
Rocky River | 0 | 29.4 | 14920.5
Seneca MAAC | 0 | 88 | 15008.5
Shawville 5 | 0 | 6 | 15014.5
USGEN_CC 0 | 0 | 0 | 15014.5
USGEN_CC 1 | 0 | 0 | 15014.5
Warren 3 | 0 | 79 | 15093.5
Wayne 1 | 0 | 76 | 15169.5
Yards Creek A | 0 | 200.1 | 15369.6
Yards Creek B | 0 | 200.1 | 15569.7
Z_NEPCC_2002A 0 | 0 | 0 | 15569.7
Z_NEPCC_2003A 0 | 0 | 0 | 15569.7
Z_NEPCC_2003B 0 | 0 | 0 | 15569.7
Z_NEPCC_2003C 0 | 0 | 0 | 15569.7
Z_NEPCC_2005A 0 | 0 | 0 | 15569.7
Z_NEPCC_2005B 0 | 0 | 0 | 15569.7
Z_NYECC_2005A 0 | 0 | 0 | 15569.7
Z_NYWCC_2005A 0 | 0 | 0 | 15569.7
Z_NYWCC_2005B 0 | 0 | 0 | 15569.7
Z_NYWCC_2005C 0 | 0 | 0 | 15569.7
Z_PJCCC_2003A 0 | 0 | 0 | 15569.7
Z_PJCCC_2004A 0 | 0 | 0 | 15569.7
Z_PJECC_2002A 0 | 0 | 0 | 15569.7
Z_PJECC_2002B 0 | 0 | 0 | 15569.7
Z_PJECC_2003A 0 | 0 | 0 | 15569.7
Z_PJECC_2004A 0 | 0 | 0 | 15569.7
Z_PJECC_2005A 0 | 0 | 0 | 15569.7
P NB-NS NSPI | 5.7 | 226.5 | 15796.2
NineMile Joint 2 | 6.3157 | 1146.8 | 16943
NineMile 1 | 6.3352 | 622 | 17565
SEABROOK Joint 1 | 6.9891 | 1161.5 | 18726.5
J A FitzPatric 1 | 7.1949 | 830 | 19556.5
MILLSTONE Join 3 | 7.3738 | 1145.7 | 20702.2
Indian Point 2 | 7.4531 | 951 | 21653.2
VT YANKEE Join 1 | 7.4562 | 530.6 | 22183.8
Darlington C1 | 7.4573 | 3524 | 25707.8
Pickering C5 | 7.4573 | 2064 | 27771.8
Bruce C5 | 7.4573 | 3184 | 30955.8
Point Lepreau 1 | 7.4709 | 635 | 31590.8
Gentilly 2 | 7.4709 | 678 | 32268.8
Bruce 4 | 7.4709 | 718 | 32986.8
Bruce 3 | 7.4709 | 712 | 33698.8
PILGRIM Joint 1 | 7.484 | 670.6 | 34369.4
Indian Point 3 | 7.552 | 1000 | 35369.4
GINNA 1 | 7.6452 | 485 | 35854.4
Susq joint 2 | 7.6767 | 1110 | 36964.4
Susq joint 1 | 7.7064 | 1107 | 38071.4
Peach Btm jo C2 | 8.0432 | 2238 | 40309.4
Limerick 2 | 8.1125 | 1133 | 41442.4
Limerick 1 | 8.1786 | 1123 | 42565.4
Three Mile Isl 1 | 8.3992 | 810 | 43375.4
Hope Crk joint 1 | 8.4712 | 1073 | 44448.4
Calvert Clif C1 | 8.5562 | 1730 | 46178.4
Salem joint C1 | 8.864 | 2258 | 48436.4
Morgantown C1 | 12.2436 | 1166 | 49602.4
KINTIGH 1 | 12.4458 | 675 | 50277.4
Dickerson C1 | 12.658 | 546 | 50823.4
Conem ST joi C1 | 12.7129 | 1700 | 52523.4
Chalk Point 2 | 12.7459 | 343 | 52866.4
Chalk Point 1 | 12.8473 | 341 | 53207.4
Montour C1 | 12.9035 | 1510 | 54717.4
Montour ACC 1 | 13.06 | 15 | 54732.4
Keyst ST joi C1 | 13.0969 | 1700 | 56432.4
Brunner Island 2 | 13.1709 | 390 | 56822.4
Brunner Island 3 | 13.2267 | 745 | 57567.4
MILLIKEN 2 | 13.2414 | 154 | 57721.4
MILLIKEN 1 | 13.382 | 149 | 57870.4
Dalhousie 2 | 13.428 | 203.4 | 58073.8
SERC-OffPk 0 | 13.4564 | 2000 | 60073.8
Brunner Island 1 | 13.5261 | 334 | 60407.8
Homer City NEY 2 | 13.7937 | 312 | 60719.8
Homer City NEY 1 | 13.7997 | 310 | 61029.8
Homer City PN 2 | 13.975 | 307 | 61336.8
Homer City PN 1 | 13.9777 | 310 | 61646.8
Hammermill 1 | 14.0431 | 22 | 61668.8
Scrubgrass 1 | 14.0431 | 80 | 61748.8
General Foods 1 | 14.0431 | 14 | 61762.8
P H Glatfelte 1 | 14.0431 | 35 | 61797.8
CCLP 1 | 14.0431 | 230 | 62027.8
KCS 1 | 14.0431 | 203 | 62230.8
Shawville C3 | 14.2158 | 360 | 62590.8
GOUDEY 8 | 14.3484 | 84 | 62674.8
B L England 1 | 14.4614 | 129 | 62803.8
B L England 2 | 14.4776 | 155 | 62958.8
DUNKIRK 3 | 14.4952 | 207.3 | 63166.1
Dalhousie 1 | 14.5078 | 97.2 | 63263.3
Eddystone 2 | 14.5274 | 311 | 63574.3
GREENIDGE 4 | 14.5405 | 108 | 63682.3
Seward 5 | 14.5556 | 137 | 63819.3
Eddystone 1 | 14.678 | 288 | 64107.3
DUNKIRK 4 | 14.8061 | 202.8 | 64310.1
Shawville 1 | 14.8426 | 128 | 64438.1
Shawville 2 | 14.8462 | 130 | 64568.1
C P Crane C1 | 14.9142 | 380 | 64948.1
Portland 2 | 14.9437 | 243 | 65191.1
ECAR-OffPk 1 | 14.9892 | 3000 | 68191.1
Cromby ST 1 | 15.0618 | 147 | 68338.1
Titus C1 | 15.1693 | 249 | 68587.1
Sunbury 4 | 15.1788 | 134 | 68721.1
Portland 1 | 15.2616 | 156 | 68877.1
DUNKIRK 1 | 15.5361 | 91 | 68968.1
HUNTLEY C67 | 15.564 | 380 | 69348.1
DUNKIRK 2 | 15.6758 | 92 | 69440.1
DANSKAMMER 3 | 15.7244 | 134.7 | 69574.8
S A Carlson 6 | 15.8736 | 27.4 | 69602.2
S A Carlson 5 | 15.8745 | 30 | 69632.2
Martns Crk C1 | 15.9659 | 300 | 69932.2
DANSKAMMER 4 | 16.0475 | 232 | 70164.2
Salt City Ener 1 | 16.1058 | 79.9 | 70244.1
UDG/NIAGARA 1 | 16.1276 | 50.1 | 70294.2
LOVETT 4 | 16.2584 | 175 | 70469.2
Brandon Shor C1 | 16.2781 | 1340 | 71809.2
H A Wagner 3 | 16.4126 | 332 | 72141.2
Lambton C1 | 16.4806 | 970 | 73111.2
Indian River 3 | 16.4904 | 165 | 73276.2
Mercer C1 | 16.6072 | 650 | 73926.2
RUSSELL 4 | 16.6081 | 80 | 74006.2
FORT DRUM 1 | 16.6148 | 53.4 | 74059.6
Potomac Rive C3 | 16.6686 | 306 | 74365.6
Lakeview C1 | 16.7183 | 568 | 74933.6
RUSSELL 2 | 16.7353 | 65 | 74998.6
Lambton C3 | 16.7859 | 980 | 75978.6
RUSSELL 3 | 16.8172 | 65 | 76043.6
Sunbury C1 | 16.8576 | 152 | 76195.6
Sunbury 3 | 16.8738 | 103 | 76298.6
Hudson 2 | 16.9769 | 620 | 76918.6
Belledune 2 | 17.0062 | 453.2 | 77371.8
Homer City PN 3 | 17.0494 | 325 | 77696.8
P ONHY ONHY | 17.1 | 6790 | 84486.8
P NB-NS NBPC | 17.1 | 847.4 | 85334.2
B HYQB HYQB | 17.1 | 26.2 | 85360.4
Nanticoke C1 | 17.1384 | 3944 | 89304.4
Edge Moor 4 | 17.2235 | 167 | 89471.4
HUNTLEY C64 | 17.2632 | 270 | 89741.4
Lakeview C5 | 17.3324 | 580 | 90321.4
RUSSELL 1 | 17.3599 | 47 | 90368.4
Atikokan 1 | 17.4215 | 215 | 90583.4
BEEBEE 12 | 17.4845 | 80 | 90663.4
Indian River 1 | 17.584 | 90 | 90753.4
Homer City NEY 3 | 17.6323 | 322 | 91075.4
Cambria Cogen 1 | 17.7571 | 88 | 91163.4
Panther Creek 1 | 17.7571 | 80 | 91243.4
Northeast Powe 1 | 17.7571 | 50 | 91293.4
Foster Wheeler 1 | 17.7571 | 40 | 91333.4
Ebensburg 1 | 17.7571 | 50 | 91383.4
Schuylkill Ene 1 | 17.7571 | 80 | 91463.4
Westwood 1 | 17.7571 | 30 | 91493.4
Northhampton E 1 | 17.7571 | 89 | 91582.4
Archbald Power 1 | 17.7571 | 18 | 91600.4
Gilberton Powe 1 | 17.7571 | 79 | 91679.4
Colver NUG 1 | 17.7571 | 104 | 91783.4
Piney Creek 1 | 17.7571 | 31 | 91814.4
Frackville 1 | 17.7571 | 42 | 91856.4
GOUDEY 7 | 17.8404 | 42 | 91898.4
H A Wagner 2 | 17.8604 | 135 | 92033.4
LOVETT 5 | 17.8622 | 193.3 | 92226.7
Indian River 2 | 17.8862 | 90 | 92316.7
BRAYTON POINT 3 | 17.9828 | 622 | 92938.7
Edge Moor 3 | 18.1571 | 84 | 93022.7
Thunder Bay C2 | 18.1981 | 300 | 93322.7
Hunlock 3 | 18.207 | 48 | 93370.7
Indian River 4 | 18.2709 | 403 | 93773.7
Deepwater 6 | 18.2975 | 81 | 93854.7
AES Thames 1 | 18.3258 | 181 | 94035.7
HUNTLEY 63 | 18.3474 | 90 | 94125.7
Pt Aconi 1 | 18.4389 | 165 | 94290.7
Seward 4 | 18.4852 | 62 | 94352.7
Lingan C1 | 18.5501 | 620 | 94972.7
Trenton 6 | 18.5624 | 155 | 95127.7
Trenton 5 | 18.6653 | 156.1 | 95283.8
Pt Tupper 2 | 18.6662 | 148 | 95431.8
Warren C1 | 18.6738 | 82 | 95513.8
MOUNT TOM 1 | 18.8006 | 147 | 95660.8
Merrimack 2 | 18.8489 | 320 | 95980.8
BRAYTON POINT 2 | 18.9017 | 253 | 96233.8
Merrimack 1 | 18.9783 | 113.5 | 96347.3
HICKLING 2 | 19.0249 | 44 | 96391.3
Bridgeport Hrb 3 | 19.177 | 385 | 96776.3
BRAYTON POINT 1 | 19.4731 | 255 | 97031.3
Vineland (H D 10 | 19.6148 | 23 | 97054.3
SERC-OnPk 0 | 20.0223 | 2000 | 99054.3
Potomac Rive C1 | 20.2923 | 176 | 99230.3
SALEM HARBOR 3 | 20.4038 | 150 | 99380.3
SALEM HARBOR 1 | 20.5788 | 84 | 99464.3
Grand Lake 8 | 20.6257 | 57 | 99521.3
SALEM HARBOR 2 | 20.9301 | 80 | 99601.3
SCHILLER 5 | 21.0211 | 49.6 | 99650.9
ECAR-OnPk 1 | 21.2378 | 3000 | 102650.9
Somerset 6 | 21.4989 | 111 | 102761.9
SCHILLER 6 | 21.7489 | 48 | 102809.9
Holtwood 17 | 21.9619 | 73 | 102882.9
SCHILLER 4 | 22.0841 | 47.5 | 102930.4
MRA CANTON 1 | 22.2277 | 49 | 102979.4
York Warebasse 7 | 22.957 | 21 | 103000.4
BETHLEHEM STEE 1 | 23.3242 | 15.8 | 103016.2
Mid Conn (Hart 1 | 23.7453 | 62.5 | 103078.7
Edge Moor 5 | 23.7734 | 445 | 103523.7
CANAL Joint 1 | 23.9807 | 564 | 104087.7
MIDDLETOWN Joi 3 | 23.9854 | 245 | 104332.7
En Androscogin 1 | 24.5799 | 157 | 104489.7
Flynn CC 1 | 24.8303 | 166.9 | 104656.6
En Bridgeport 1 | 24.8483 | 670 | 105326.6
NEW HVN HRBR J 1 | 24.9858 | 447 | 105773.6
Middle Musquod 1 | 25.0556 | 0.5 | 105774.1
Fraser Pulp & 1 | 25.0558 | 40.1 | 105814.2
MSW Sydney 1 | 25.0559 | 2 | 105816.2
PEP 1 | 25.3211 | 230 | 106046.2
JENNISON 1 | 25.3914 | 33 | 106079.2
En Hazelton 1 | 25.5262 | 120 | 106199.2
Norwalk Hbr Jo 2 | 25.5567 | 172 | 106371.2
Kamine-Gouvern 2 | 25.6427 | 11 | 106382.2
Marcal Paper 1 | 25.7197 | 47 | 106429.2
Norwalk Hbr Jo 1 | 25.7246 | 164 | 106593.2
Lisbon 1 | 25.7453 | 13.1 | 106606.3
Seamass Expan 1 | 25.7715 | 22.9 | 106629.2
MIDDLETOWN Joi 2 | 25.8996 | 120 | 106749.2
Grays Ferry 1 | 25.9503 | 150 | 106899.2
Camden Cogen T 1 | 26.0535 | 145 | 107044.2
Pepperell 1 | 26.1865 | 41 | 107085.2
W F WYMAN 3 | 26.248 | 119 | 107204.2
Indeck-Corinth 1 | 26.2902 | 80 | 107284.2
Encogen 4 prtn 1 | 26.3618 | 63.5 | 107347.7
INDECK-OLEAN 1 | 26.3865 | 78 | 107425.7
Eagle Point 1 | 26.4057 | 220 | 107645.7
Selkirk 1 | 26.4575 | 107 | 107752.7
Navy Yard C1 | 26.4632 | 152 | 107904.7
Indeck-Corinth 2 | 26.4908 | 48 | 107952.7
Bridgeport Hrb 2 | 26.5198 | 167.1 | 108119.8
Cleary CC Join 9 | 26.5462 | 110 | 108229.8
NORTHPORT 3 | 26.5839 | 375 | 108604.8
Sithe CC C1 | 26.5874 | 740 | 109344.8
CETI FORT ORAN 1 | 26.5945 | 60 | 109404.8
Easton Munic C23 | 26.6079 | 12.6 | 109417.4
Lockport Cogen 1 | 26.6801 | 179 | 109596.4
Selkirk 3 | 26.6894 | 88 | 109684.4
Indeck-Silver 1 | 26.7065 | 39 | 109723.4
Selkirk 2 | 26.7253 | 89 | 109812.4
74TH STREET 11 | 26.7354 | 24 | 109836.4
Indeck-Silver 2 | 26.7468 | 16 | 109852.4
Allegany Cogen 1 | 26.7543 | 55 | 109907.4
Cogen Tech Joi 1 | 26.8147 | 180 | 110087.4
Saranac Ener C1 | 26.8479 | 240 | 110327.4
Mobil CC 1 | 26.8487 | 56 | 110383.4
TRIGEN-NDEC 1 | 26.8594 | 57 | 110440.4
Newark Bay 1 | 26.9282 | 147 | 110587.4
Parlin 1 | 26.9504 | 114 | 110701.4
Continental Co 1 | 26.9725 | 100 | 110801.4
Port Jefferson 4 | 27.0001 | 193 | 110994.4
Kearny C7 | 27.0121 | 296 | 111290.4
Arthur Kill 3 | 27.0536 | 501 | 111791.4
Easton Munici 21 | 27.1173 | 6.3 | 111797.7
TBG-GRUMMAN 1 | 27.1294 | 51.3 | 111849
Brooklyn 1 | 27.137 | 21.3 | 111870.3
Centra/Boise-F 1 | 27.137 | 22 | 111892.3
Beare Road 1 | 27.137 | 5 | 111897.3
Nipigon (TCPL) 1 | 27.137 | 5 | 111902.3
Brock West/Eas 1 | 27.137 | 21 | 111923.3
Cochrane Pow 2 | 27.137 | 13 | 111936.3
Kirkland Lake 1 | 27.137 | 13 | 111949.3
Keele Valley 1 | 27.1371 | 30 | 111979.3
Chapleau 1 | 27.1371 | 7 | 111986.3
Malette Kraft 1 | 27.1371 | 4 | 111990.3
Peel Resources 1 | 27.1371 | 8 | 111998.3
Potter-Waste H 1 | 27.1371 | 4 | 112002.3
Swaru-Laidlaw 1 | 27.1371 | 0.4 | 112002.7
Barrett 1 | 27.1547 | 177 | 112179.7
Oswego ST5 | 27.172 | 0 | 112179.7
Newark Boxboar 1 | 27.179 | 52 | 112231.7
STERLING POWR 1 | 27.1804 | 51.3 | 112283
BLACKSTONE 3 | 27.2543 | 1.8 | 112284.8
Linden 2 | 27.3885 | 250 | 112534.8
Anitec 1 | 27.39 | 44 | 112578.8
Burlington 7 | 27.392 | 185 | 112763.8
Coleson Cove C1 | 27.4468 | 1005.6 | 113769.4
KIAC (JFK) 1 | 27.4544 | 100 | 113869.4
Kenilworth 1 | 27.4737 | 15 | 113884.4
MANCHESTER S C10 | 27.5424 | 495 | 114379.4
PCLP 1 | 27.6145 | 116 | 114495.4
Dartsmouth Pow 1 | 27.6477 | 68.2 | 114563.6
JENNISON 2 | 27.6711 | 38 | 114601.6
B L England 3 | 27.6732 | 160 | 114761.6
COWEE 1 | 27.7307 | 0.5 | 114762.1
Concord Steam 1 | 27.7314 | 1.3 | 114763.4
Carrabassett P 1 | 27.7314 | 45.1 | 114808.5
Swift River (G 1 | 27.7314 | 14.8 | 114823.3
Tamworth Proje 1 | 27.7314 | 20 | 114843.3
Hemphill Pwr&L 1 | 27.7314 | 13.8 | 114857.1
Whitefield Pow 1 | 27.7314 | 13.8 | 114870.9
Pine Tree NUG 1 | 27.7315 | 17.3 | 114888.2
Bethlehem Proj 1 | 27.7315 | 15 | 114903.2
Bridgewater St 1 | 27.7315 | 15 | 114918.2
AEI Livermore 1 | 27.7315 | 36 | 114954.2
Bio-Energy Cor 1 | 27.7315 | 9 | 114963.2
Ryegate 1 | 27.7315 | 20.5 | 114983.7
Gorbell Inc (T 1 | 27.7315 | 14.1 | 114997.8
Lennox C3R | 27.9884 | 1070 | 116067.8
Delaware City 2 | 28.0158 | 28.5 | 116096.3
LOVETT 3 | 28.0359 | 67 | 116163.3
Arthur Kill 2 | 28.0693 | 350 | 116513.3
Navy Yard 3 | 28.1162 | 108 | 116621.3
Schuyikill 1 | 28.1341 | 175 | 116796.3
Middletown 1 | 28.1402 | 66.4 | 116862.7
Linden 1 | 28.1523 | 180 | 117042.7
NORTHPORT 4 | 28.1861 | 381 | 117423.7
Capitol Distri 1 | 28.2052 | 55.3 | 117479
East River 7 | 28.2226 | 175 | 117654
Barrett 2 | 28.2283 | 194 | 117848
HARDEN FURNITU 1 | 28.2367 | 0.3 | 117848.3
US GEN (OLD RI 1 | 28.2436 | 154.1 | 118002.4
Altresco Joint 1 | 28.3361 | 172.2 | 118174.6
SALEM HARBOR 4 | 28.3671 | 400 | 118574.6
Fraser 1 | 28.4379 | 38.5 | 118613.1
Starmark 1 | 28.4479 | 3 | 118616.1
Lennox 1 | 28.4563 | 535 | 119151.1
Wheelabrator M 1 | 28.4808 | 40.7 | 119191.8
Wallingford Re 1 | 28.4808 | 6.9 | 119198.7
Semass 1 | 28.4809 | 50.2 | 119248.9
NH/VT Solid Wa 1 | 28.4809 | 4 | 119252.9
Signal/Resco 1 | 28.4809 | 60.4 | 119313.3
Preston (SCRRR 1 | 28.4809 | 13.9 | 119327.2
Maine Energy R 1 | 28.4809 | 19.4 | 119346.6
DCRRA 1 | 28.4809 | 8.3 | 119354.9
Refuse Fuels A 1 | 28.4809 | 10 | 119364.9
ISLIP ST 1 | 28.4809 | 8.6 | 119373.5
SES Concord Re 1 | 28.4809 | 12.3 | 119385.8
Mass Refuse Te 1 | 28.4809 | 32 | 119417.8
Penobscot BHE 1 | 28.4809 | 15.9 | 119433.7
Penobscot UNIT 1 | 28.4809 | 6 | 119439.7
Springfield Re 1 | 28.4809 | 6 | 119445.7
Scott-Winslow 1 | 28.4809 | 10 | 119455.7
Boise Cascade 1 | 28.4809 | 53.9 | 119509.6
Onondaga Count 1 | 28.4809 | 25 | 119534.6
GtrPortland Re 1 | 28.4809 | 11.6 | 119546.2
Ogden Martin ( 1 | 28.4809 | 42.9 | 119589.1
Bristol Refuse 1 | 28.4809 | 13.2 | 119602.3
OSWEGO COUNTY 1 | 28.481 | 3.6 | 119605.9
LONG BEACH 1 | 28.4811 | 2.7 | 119608.6
BOWLINE Join C1 | 28.5445 | 1202.4 | 120811
NORTHPORT 2 | 28.5558 | 389 | 121200
Port Jefferson 3 | 28.5787 | 190 | 121390
Kamine-Boise 1 | 28.6184 | 59.7 | 121449.7
NEWINGTON 1 | 28.6764 | 406 | 121855.7
W F WYMAN Joi 4 | 28.7754 | 598.6 | 122454.3
ENRGY INIT-OND 1 | 28.781 | 79.5 | 122533.8
ASTORIA 3 | 28.8113 | 361 | 122894.8
Ravenwood 3 | 28.9301 | 972 | 123866.8
Harrisburg MSW 1 | 29.0167 | 5 | 123871.8
Koppers Co 1 | 29.0169 | 7 | 123878.8
Lennox 2 | 29.0438 | 535 | 124413.8
INDECK-ILION 1 | 29.0785 | 56.8 | 124470.6
MASSENA ENRG F 1 | 29.0863 | 79 | 124549.6
L C P CHEMICA 1 | 29.1023 | 67.8 | 124617.4
KAMINE-GOUVNR 1 | 29.1459 | 38 | 124655.4
JMC-SELKIRK 1 | 29.1526 | 104.1 | 124759.5
White River 1 | 29.2247 | 5 | 124764.5
TCPL-Calstst 1 | 29.2248 | 22.5 | 124787
Vienna 8 | 29.2549 | 155 | 124942
KAMINE-S GLENS 1 | 29.2926 | 64.9 | 125006.9
MIDDLETOWN Joi 4 | 29.2994 | 400 | 125406.9
GAS ALTERNATIV 1 | 29.3105 | 79.3 | 125486.2
Mass Power 1 J 1 | 29.313 | 240 | 125726.2
MONTVILLE Join 6 | 29.4023 | 409.8 | 126136
OXBOW/OCCIDENT 1 | 29.4349 | 61.8 | 126197.8
NORTHPORT 1 | 29.4613 | 367 | 126564.8
Ravenwood C1 | 29.5071 | 780 | 127344.8
Delaware C7 | 29.5074 | 256 | 127600.8
KAMINE-CARTHAG 1 | 29.509 | 68.4 | 127669.2
ROSETON Join C1 | 29.5176 | 1207.6 | 128876.8
Delaware City 1 | 29.5421 | 28.5 | 128905.3
DANSKAMMER 2 | 29.5826 | 65.2 | 128970.5
Bergen CC 1 | 29.6026 | 639 | 129609.5
OSWEGO Joint 6 | 29.6649 | 837 | 130446.5
ASTORIA C4 | 29.6817 | 738 | 131184.5
ALBANY COGN AS 1 | 29.6912 | 26 | 131210.5
POLETTI 1 | 29.7972 | 825 | 132035.5
O'brien Edgebo 1 | 29.8156 | 10 | 132045.5
MMLP 1 | 29.8157 | 28 | 132073.5
Caterpillar Tr 1 | 29.8185 | 45 | 132118.5
CompositeMe Nu 1 | 29.9948 | 1 | 132119.5
H A Wagner 4 | 29.9973 | 415 | 132534.5
INDECK-YERKES 1 | 29.9984 | 57.4 | 132591.9
INDECK-OSWEGO 1 | 30.0092 | 63 | 132654.9
W F WYMAN C1 | 30.1152 | 107 | 132761.9
MYSTIC STEAM 7 | 30.164 | 592 | 133353.9
Exeter Energy 1 | 30.2432 | 26 | 133379.9
ALBANY 1 | 30.38 | 100 | 133479.9
Tuft's Cove 3 | 30.414 | 153 | 133632.9
FAR ROCKAWAY 4 | 30.5901 | 108 | 133740.9
MYSTIC STEAM 4 | 30.6812 | 135 | 133875.9
ALBANY C3 | 30.8252 | 200 | 134075.9
MYSTIC STEAM 6 | 30.8969 | 138.3 | 134214.2
PENNTECH PAPER 1 | 30.9021 | 34 | 134248.2
DEVON Joint C7 | 30.9124 | 218 | 134466.2
Agawam Turboex 1 | 31.2733 | 1.5 | 134467.7
Waste Mgmt (Ne 1 | 31.2735 | 2.6 | 134470.3
WASTE MANAGEME 1 | 31.2934 | 1.6 | 134471.9
ISLIP IC 1 | 31.2948 | 1.7 | 134473.6
HIGH ACRES 1 | 31.295 | 2.4 | 134476
LANCASTER LF P 2 | 31.2958 | 3 | 134479
APLP Elec Gen 1 | 31.2959 | 2.8 | 134481.8
Northeast Land 1 | 31.2959 | 11 | 134492.8
E NORTHPORT 1 | 31.2959 | 0.9 | 134493.7
SMITHTOWN 1 | 31.2959 | 1.1 | 134494.8
OYSTER BAY 1 | 31.2959 | 1.3 | 134496.1
YAPHANK 1 | 31.2959 | 1.4 | 134497.5
MONROE-LIVINGS 1 | 31.2961 | 6.7 | 134504.2
OCEANSIDE 1 | 31.2961 | 3.6 | 134507.8
LANCASTER LF P 1 | 31.2964 | 2.7 | 134510.5
ENERGY TACTICS 1 | 31.2969 | 2.2 | 134512.7
Cromby 2 | 31.2994 | 211 | 134723.7
MONTVILLE Join 5 | 31.337 | 82 | 134805.7
Easton 2 25 | 31.534 | 6.3 | 134812
Martns Crk 3 | 31.6418 | 807 | 135619
Amity Landfill 1 | 31.7208 | 1 | 135620
Benning C15 | 31.8578 | 550 | 136170
Martns Crk 4 | 31.9103 | 785 | 136955
VCLP NUG 1 | 32.1085 | 46.5 | 137001.5
Tracy S1 | 32.2981 | 600 | 137601.5
WEST SPRINGFIE 3 | 32.3354 | 107 | 137708.5
Sayreville C4 | 32.6664 | 234 | 137942.5
NEW BOSTON C1 | 33.5809 | 760 | 138702.5
L'Energia Join 1 | 33.633 | 87.5 | 138790
Tuft's Cove 2 | 33.7507 | 99 | 138889
NE Energy Join 1 | 33.9201 | 333.4 | 139222.4
BRAYTON POINT 4 | 33.9401 | 446 | 139668.4
CANAL Joint 2 | 34.0314 | 579 | 140247.4
Chalk Point C3 | 34.0802 | 1224 | 141471.4
Eddystone 3 | 34.1926 | 380 | 141851.4
B NB-NS NBPC | 34.2 | 24.9 | 141876.3
Lakewood Cogen 1 | 34.289 | 258 | 142134.3
Kinsley Landfi 1 | 34.4537 | 2.6 | 142136.9
Easton Munici 12 | 34.4861 | 4.1 | 142141
ALBANY 2 | 34.5193 | 100.8 | 142241.8
Courtenay Bay 4 | 34.5824 | 97.7 | 142339.5
Courtenay Bay 3 | 34.6444 | 98.7 | 142438.2
South River 1 | 34.7615 | 260 | 142698.2
Ocean St Joi C1 | 34.7906 | 574 | 143272.2
Dover (McKee R 3 | 34.8555 | 102 | 143374.2
LEDERLE 1 | 34.9058 | 19.7 | 143393.9
East River 6 | 34.9904 | 134 | 143527.9
Eddystone 4 | 35.2364 | 380 | 143907.9
Easton Munic C13 | 35.3625 | 11.2 | 143919.1
KES-CHATEAUGAY 1 | 35.5361 | 17.8 | 143936.9
BURROWS -LYONS 1 | 35.5363 | 20 | 143956.9
Ipswich Dsl 2 | 35.5505 | 1.4 | 143958.3
Tuft's Cove 1 | 35.556 | 80 | 144038.3
Keystone Lan IPP | 35.8219 | 5 | 144043.3
MYSTIC STEAM 5 | 35.8397 | 115 | 144158.3
Riegel Paper 1 | 35.9529 | 21 | 144179.3
Dexter Corp C 1 | 35.9726 | 39 | 144218.3
Ipswich Dsl C1 | 35.9836 | 5.2 | 144223.5
Burlington CT 10 | 36.2151 | 260 | 144483.5
ADIRON RES RE 1 | 36.509 | 12.4 | 144495.9
AMER REF-FUEL 1 | 36.5103 | 74 | 144569.9
HEMPSTEAD 1 | 36.5103 | 71.1 | 144641
HUNTINGTON 1 | 36.5107 | 19.8 | 144660.8
J C MCNEIL Joi 1 | 36.5401 | 53 | 144713.8
Flagg/Hartford 1 | 36.6788 | 10.1 | 144723.9
Deepwater 4 | 36.7103 | 54 | 144777.9
Ipswich Dsl 6 | 36.7489 | 1.1 | 144779
Ipswich Dsl 9 | 36.8464 | 1.4 | 144780.4
WATERSIDE 6 | 36.9191 | 69 | 144849.4
Gould Street 3 | 37.1218 | 104 | 144953.4
Lancaster Co 1 | 37.2228 | 30 | 144983.4
York County RR 1 | 37.2229 | 30 | 145013.4
Viking Energy 1 | 37.2229 | 17 | 145030.4
DRMI 1 | 37.223 | 75 | 145105.4
Wheelabrator/F 1 | 37.2231 | 42 | 145147.4
Bresco 1 | 37.2231 | 57 | 145204.4
Essex County R 1 | 37.2231 | 65 | 145269.4
Union County R 1 | 37.2232 | 39 | 145308.4
SOUTH OAKS HOS 1 | 37.4096 | 0.2 | 145308.6
COGEN TECH-L C4 | 37.4106 | 156 | 145464.6
Modern Landfi N3 | 37.8393 | 8 | 145472.6
DANSKAMMER 1 | 37.8509 | 65.5 | 145538.1
COGEN TECH-L C6 | 37.9326 | 255 | 145793.1
Bronx Zoo 1 | 38.0219 | 2 | 145795.1
Deepwater 1 | 38.1982 | 87 | 145882.1
COGEN TECH-L C1 | 38.9718 | 234 | 146116.1
Vineland (H D 8 | 39.0763 | 11 | 146127.1
G Fox (Cogen 1 | 39.2312 | 3.7 | 146130.8
L&D Landfill 1 | 39.5222 | 2 | 146132.8
Dickerson H C1 | 39.8755 | 334 | 146466.8
TDEC 1 | 40.006 | 12 | 146478.8
HYDROCARBON-AL 1 | 40.9034 | 2 | 146480.8
Vineland (H D 9 | 41.0078 | 17 | 146497.8
Dover (Van Sa 11 | 41.5411 | 40 | 146537.8
SMECO 1 | 41.5544 | 93 | 146630.8
Paxton Creek C 1 | 41.5555 | 13 | 146643.8
Rensscogen,Bas 1 | 41.6356 | 40.1 | 146683.9
CHERRY STREET 12 | 41.6959 | 5.6 | 146689.5
Hudson 1 | 41.8671 | 405 | 147094.5
NOTTINGHAM H-S 1 | 41.8727 | 0.2 | 147094.7
So Norwalk Dsl 1 | 42.1361 | 16.7 | 147111.4
Ipswich Dsl 7 | 42.1662 | 1.4 | 147112.8
ELLICOTVILLE E 1 | 42.2387 | 4.6 | 147117.4
Gilbert GT 9 | 42.2453 | 183.4 | 147300.8
Ipswich Dsl 8 | 42.3059 | 1.1 | 147301.9
Vineland (H D 7 | 42.4308 | 8 | 147309.9
Essex 9 | 42.5564 | 93 | 147402.9
Chalk Point C5 | 42.5938 | 240 | 147642.9
Pawtucket Powe 1 | 43.2165 | 68.2 | 147711.1
Kendall Sq 1- 13 | 43.2641 | 64 | 147775.1
MONTVILLE Joi 11 | 43.447 | 5.5 | 147780.6
B L England IC 1 | 43.4543 | 8 | 147788.6
Chalk Point SG 1 | 43.5035 | 93 | 147881.6
Easton Munici 10 | 43.5915 | 3.5 | 147885.1
Cal Ban Power 1 | 43.678 | 0.3 | 147885.4
Linden C7 | 43.6835 | 184 | 148069.4
Easton Municip 9 | 43.6862 | 2.5 | 148071.9
Easton Munici 11 | 43.8271 | 3.6 | 148075.5
Milford Power 1 | 43.8491 | 170.7 | 148246.2
FRONT STREET 13 | 43.8556 | 8.3 | 148254.5
Rensscogen,Bas 2 | 43.9069 | 41.1 | 148295.6
Tage Hansen 1 | 44.1759 | 0.4 | 148296
Westbrook Gree 1 | 44.1759 | 1.6 | 148297.6
W G Thompson 1 | 44.1759 | 0.7 | 148298.3
Cochrane Pow 1 | 44.176 | 25.5 | 148323.8
Labatts 1 | 44.176 | 1 | 148324.8
Rosa Flora (Pu 1 | 44.176 | 1 | 148325.8
Hillman Flared 1 | 44.176 | 2 | 148327.8
Nipigon/T Cana 1 | 44.2289 | 35 | 148362.8
Kirkland Lake 2 | 44.2299 | 89 | 148451.8
West Windsor P 1 | 44.23 | 115 | 148566.8
Kapuskasing (T 1 | 44.2305 | 48 | 148614.8
North Bay (TCP 1 | 44.2305 | 48 | 148662.8
Transalta-OHSC 1 | 44.2305 | 66 | 148728.8
Sarnia Joint V 1 | 44.2305 | 60 | 148788.8
Transalta Powe 1 | 44.2305 | 50 | 148838.8
Lake Superior 1 | 44.2305 | 110 | 148948.8
Transalta-McDo 1 | 44.2305 | 110 | 149058.8
Potter Station 1 | 44.2305 | 32 | 149090.8
Dupont Maitlan 1 | 44.2305 | 20 | 149110.8
Centra/Boise-F 2 | 44.2312 | 81 | 149191.8
Atlantic Packa 1 | 44.2356 | 55 | 149246.8
Heinz-Leamingt 1 | 44.2384 | 3.5 | 149250.3
Brock Universi 1 | 44.2423 | 3.3 | 149253.6
Gloucester Co 1 | 44.253 | 12 | 149265.6
Brunner Isld I 1 | 44.2589 | 8 | 149273.6
Warren Co RR 1 | 44.264 | 10 | 149283.6
Cardinal Power 1 | 44.3137 | 155.1 | 149438.7
NORCON (FALC S 1 | 44.3257 | 32.6 | 149471.3
Camden County 1 | 44.342 | 23 | 149494.3
Iroq Falls-No 1 | 44.3683 | 92.8 | 149587.1
Easton Municip 8 | 44.3843 | 2 | 149589.1
Charlottestown 9 | 44.5002 | 19.2 | 149608.3
CHERRY STREET 9 | 44.5087 | 2.6 | 149610.9
Charlottestow 10 | 44.576 | 19.2 | 149630.1
Sewaren 4 | 44.6154 | 127 | 149757.1
Portland 5 | 44.6406 | 152 | 149909.1
SHREWSBURY C1 | 44.7189 | 14 | 149923.1
Forked River C 2 | 44.8099 | 42 | 149965.1
CHERRY STREET 8 | 45.0054 | 3.6 | 149968.7
WILKINS STRE C1 | 45.1635 | 5 | 149973.7
Bayview 1-6 1 | 45.2418 | 12 | 149985.7
Forked River C 1 | 45.3692 | 44 | 150029.7
EBENEZER OIL 1 | 45.411 | 0.3 | 150030
Jepson 1-4 14 | 45.4197 | 8 | 150038
GLOUCESTER 11 | 45.439 | 20.5 | 150058.5
WATERSIDE C8 | 45.5177 | 94 | 150152.5
Fulton Cogen A 1 | 45.558 | 48.2 | 150200.7
Gilbert CC 8 | 45.5786 | 104 | 150304.7
Bethlehem St IPP | 45.6478 | 170 | 150474.7
Delaware 1 | 45.8365 | 2.7 | 150477.4
Cromby IC 1 | 45.8575 | 2.7 | 150480.1
Schuyikill IC 1 | 45.8615 | 2.8 | 150482.9
Eldred 1-3 13 | 45.9437 | 8.8 | 150491.7
CHERRY STREET 7 | 45.9656 | 3 | 150494.7
Crisfield 1-4 | 46.2679 | 10 | 150504.7
Perryman CT 1 | 46.3559 | 173 | 150677.7
Martns Crk IC 1 | 46.3827 | 5 | 150682.7
Easrpoty Dsl 1 | 46.4138 | 4 | 150686.7
WEST TISBURY D 1 | 46.4556 | 5.5 | 150692.2
Oak Bluff 1-3 3 | 46.5438 | 8.3 | 150700.5
POTTER DIESEL 1 | 46.6535 | 2.3 | 150702.8
Misc-IC NIMP 1 | 46.68 | 4.2 | 150707
CHERRY STREE C10 | 46.7272 | 4.4 | 150711.4
MISC DIESEL 1 | 46.7681 | 7.3 | 150718.7
POTTER CC Join 1 | 46.8666 | 96 | 150814.7
BANGOR DIESELS 1 | 46.9274 | 17.2 | 150831.9
Pennsbury C1 | 47.0317 | 6 | 150837.9
Sewaren 3 | 47.1687 | 109 | 150946.9
Sunbury D1-2 1 | 47.5282 | 6 | 150952.9
Sherman Ave GT 1 | 47.7473 | 96 | 151048.9
GLENWOOD 5 | 47.9784 | 101 | 151149.9
BRAYTON POINT 1 | 48.2705 | 11.5 | 151161.4
South Meadow 15 | 48.3691 | 40.4 | 151201.8
Cumberland 1 | 48.5585 | 96 | 151297.8
Essex Dsl 1 | 48.6955 | 4.4 | 151302.2
BURRWS-LITTLE 1 | 48.8763 | 4.9 | 151307.1
DANSKAMMER C5 | 48.9099 | 5 | 151312.1
MONTAUK C2 | 48.9409 | 6 | 151318.1
ST Albans Dsl 1 | 49.2092 | 2.4 | 151320.5
Barton Dsl 1-4 1 | 49.3196 | 1.5 | 151322
Point Lepreau 1 | 49.3536 | 5 | 151327
Courtenay Bay 2 | 49.3918 | 11.8 | 151338.8
Croydon 21 | 49.4454 | 59 | 151397.8
59th St GT 1 | 49.474 | 20.2 | 151418
Enosburg Dsl 1 1 | 49.6633 | 0.9 | 151418.9
Grand Manan 3 | 49.9278 | 28 | 151446.9
WATERS RIVER 2 | 50.0353 | 45.9 | 151492.8
BARRETT GT B C10 | 50.109 | 202 | 151694.8
Sewaren 1 | 50.1868 | 107 | 151801.8
Misc Diesel - 1 | 50.3333 | 61 | 151862.8
GLENWOOD 4 | 50.9843 | 106 | 151968.8
SCHILLER JET 1 | 51.4389 | 22 | 151990.8
Pennsbury CA | 51.4665 | 60 | 152050.8
Croydon 42 | 51.4984 | 59 | 152109.8
Riverside 6 | 51.5537 | 133 | 152242.8
Riverside 4 | 51.6678 | 79 | 152321.8
P&N ENERGY SYS 1 | 51.7278 | 10 | 152331.8
GENERAL MILLS 1 | 51.8731 | 4.2 | 152336
Edison C1 | 51.9867 | 582 | 152918
Gilbert C4 | 52.1797 | 140 | 153058
Croydon 32 | 52.2685 | 59 | 153117
Charlottestown 8 | 52.3773 | 9.5 | 153126.5
H A Wagner 1 | 52.4055 | 138 | 153264.5
SHOREHAM 1 | 52.62 | 63 | 153327.5
MIDDLETOWN Jo 10 | 52.7048 | 19.4 | 153346.9
Sayreville 1 | 52.7253 | 90 | 153436.9
CLEARY 8 | 52.7372 | 26 | 153462.9
Gilbert 7 | 52.8296 | 70 | 153532.9
Vineland (W S 1 | 53.0427 | 32 | 153564.9
Hay Road CC 1 | 53.3897 | 541 | 154105.9
Chalk Point C3 | 53.4536 | 198 | 154303.9
Devon 14 | 53.601 | 41.8 | 154345.7
Mickleton 1 | 53.7372 | 79 | 154424.7
Charlottesto C6 | 53.9347 | 14.2 | 154438.9
Ipswich Dsl 3 | 53.9955 | 0.6 | 154439.5
Sewaren 2 | 54.116 | 120 | 154559.5
Kingston Cog 1 | 54.1753 | 103.9 | 154663.4
Bruce Complex 1 | 54.3478 | 81 | 154744.4
Essex C11 | 54.5707 | 424 | 155168.4
COMMERCIAL STR 1 | 54.5718 | 1 | 155169.4
SYRACUSE POWER 1 | 54.5948 | 5 | 155174.4
WEST SPRINGFI 10 | 54.6795 | 19 | 155193.4
SHOREHAM 2 | 54.8356 | 22 | 155215.4
Astoria GT 4 C1 | 55.2094 | 193.6 | 155409
Astoria GT 2 C3 | 55.2101 | 97.4 | 155506.4
Astoria GT 3 C1 | 55.2109 | 141.6 | 155648
Astoria GT 2 1 | 55.2461 | 48.7 | 155696.7
Astoria GT 2 2 | 55.2461 | 48.7 | 155745.4
A L Pierce 1 | 55.2463 | 16 | 155761.4
BRANFORD 10 | 55.363 | 18.8 | 155780.2
TORRINGTON TER 1 | 55.3819 | 21.8 | 155802
Essex 10 | 55.4623 | 194 | 155996
COS COB 10 | 55.5206 | 23.3 | 156019.3
Sithe-Senecapw 2 | 55.5352 | 63 | 156082.3
SOUTH MEADOW C11 | 55.5572 | 195.6 | 156277.9
Devon C12 | 55.5618 | 82 | 156359.9
MERRIMACK JET 2 | 55.6905 | 23.5 | 156383.4
COS COB 12 | 55.7871 | 22.8 | 156406.2
Carlls Corne C1 | 55.843 | 86 | 156492.2
COS COB 11 | 55.8536 | 22.4 | 156514.6
MERRIMACK JET 1 | 55.9555 | 23 | 156537.6
DOREEN 10 | 55.9862 | 21.1 | 156558.7
BEEBEE GT 1 | 55.9874 | 18 | 156576.7
WOODLAND ROAD 10 | 56.0446 | 20.4 | 156597.1
Ravenwood GT C8 | 56.0737 | 48 | 156645.1
Ravenwood GT 11 | 56.1011 | 24.3 | 156669.4
Ravenwood GT 10 | 56.1114 | 24 | 156693.4
Northern Cons 3 | 56.1999 | 14.1 | 156707.5
Northern Cons 2 | 56.2509 | 32.9 | 156740.4
M ST JET 1 | 56.2775 | 68.1 | 156808.5
BARRETT GT C1 | 56.3489 | 154.4 | 156962.9
WHITE LAKE JET 1 | 56.4999 | 22.2 | 156985.1
FRANKLIN DRIV 10 | 56.7318 | 18.3 | 157003.4
Charlottestown 5 | 56.9162 | 3.3 | 157006.7
TUNNEL JET 10 | 56.9517 | 20.8 | 157027.5
Croydon 41 | 56.987 | 60 | 157087.5
Bergen 3 | 57.0153 | 24 | 157111.5
South Cairo 1 | 57.0532 | 23.4 | 157134.9
Stonybrk CC Jo 1 | 57.1019 | 352 | 157486.9
Sithe-Ogdensbr 2 | 57.3869 | 30.3 | 157517.2
National Park 1 | 57.4629 | 24 | 157541.2
Croydon C22 | 57.5155 | 120 | 157661.2
Richmond C91 | 57.5299 | 132 | 157793.2
Ste Rose 1 | 57.5834 | 99.7 | 157892.9
Bridgeport Hrb 4 | 57.6022 | 22 | 157914.9
Glen Gardner C5 | 57.7218 | 104 | 158018.9
Glen Gardner C1 | 57.7569 | 104 | 158122.9
Croydon C11 | 57.7621 | 120 | 158242.9
Westport 5 | 57.93 | 132 | 158374.9
WADING R C1 | 57.9619 | 314.1 | 158689
Sithe-Sterling 2 | 58.0981 | 15.8 | 158704.8
Sithe-Ogdensbr 3 | 58.1235 | 19 | 158723.8
Stonybrook G C1 | 58.2901 | 170 | 158893.8
Millbank C1 | 58.397 | 398 | 159291.8
Deepwater GT 1 | 58.5237 | 24 | 159315.8
Sithe-Ogdensbr 1 | 58.9563 | 40.5 | 159356.3
East Hampton C2 | 59.0511 | 6 | 159362.3
Sayreville C4 1 | 59.2483 | 77 | 159439.3
Sayreville C3 1 | 59.9491 | 77 | 159516.3
Newport dsl 4- 1 | 60.001 | 6.6 | 159522.9
Chalk Point CT 1 | 60.2125 | 18 | 159540.9
Ravenwood 3 C1 | 60.2551 | 87.8 | 159628.7
Ravenwood 2 C2 | 60.2551 | 134.4 | 159763.1
Ravenwood 2 GT 1 | 60.2912 | 44.8 | 159807.9
Ravenwood 3 GT 3 | 60.2912 | 43.9 | 159851.8
Ravenwood 3 GT 4 | 60.2912 | 43.9 | 159895.7
Hunterstown 2 | 60.3802 | 27 | 159922.7
Sayreville C1 1 | 60.4911 | 77 | 159999.7
Gilbert CT C1 | 60.4922 | 124 | 160123.7
Sayreville C2 1 | 60.5627 | 73 | 160196.7
Delaware 9 | 60.9711 | 20 | 160216.7
Schuyikill 11 | 61.0349 | 20 | 160236.7
Middle C1 | 61.054 | 46 | 160282.7
Kearny 9 | 61.3557 | 24 | 160306.7
Kearny C10 | 61.438 | 318 | 160624.7
Ravenwood GT 1 | 61.5199 | 18.2 | 160642.9
Astoria GT 3 4 | 61.5555 | 47.2 | 160690.1
NARROWS 2 C1 | 61.6627 | 194.4 | 160884.5
NARROWS 1 C1 | 61.6631 | 191.2 | 161075.7
Riverside C7 | 61.9008 | 50 | 161125.7
Perryman GT 1-4 | 61.962 | 244 | 161369.7
Schuyikill 10 | 61.9748 | 18 | 161387.7
Delaware C10 | 62.0806 | 54 | 161441.7
Missouri B 1 | 62.4948 | 24 | 161465.7
Vergennes Dsl 1 | 62.757 | 4.2 | 161469.9
Missouri C 1 | 62.8923 | 24 | 161493.9
BLACKSTONE 1 | 63.0459 | 16 | 161509.9
Moser C1 | 63.0491 | 60 | 161569.9
Eddystone 30 | 63.05 | 20 | 161589.9
Eddystone 40 | 63.05 | 20 | 161609.9
Lennox 2G | 63.0563 | 0 | 161609.9
Tasley 10 | 63.0598 | 33 | 161642.9
COXSACKIE GT 1 | 63.1118 | 25.4 | 161668.3
Lennox 1G | 63.2255 | 0 | 161668.3
Cedar 2 | 63.2782 | 26 | 161694.3
Missouri D 1 | 63.2815 | 24 | 161718.3
Dickerson CT 1 | 63.3266 | 13 | 161731.3
HOLTSVILLE 1 | 63.37 | 66.8 | 161798.1
HOLTSVILLE 2 | 63.37 | 66.8 | 161864.9
HOLTSVILLE 7 | 63.37 | 66.8 | 161931.7
SHOEMAKER 1 | 63.4156 | 42.1 | 161973.8
Portland 4 | 63.5127 | 26 | 161999.8
Falls C1 | 63.5924 | 60 | 162059.8
HOLTSVILLE C3 | 63.7016 | 133.6 | 162193.4
Gilbert 6 | 63.917 | 70 | 162263.4
West Shore C1 | 64.0166 | 36 | 162299.4
Lock Haven 1 | 64.0338 | 18 | 162317.4
Eddystone 20 | 64.0537 | 18 | 162335.4
Mountain C1 | 64.1401 | 54 | 162389.4
Lantic Sugar 1 | 64.1594 | 1.5 | 162390.9
Ravenwood GT C6 | 64.1751 | 39 | 162429.9
Southwark C3 | 64.2581 | 72 | 162501.9
Eddystone 10 | 64.2717 | 18 | 162519.9
Cedar 1 | 64.3109 | 52 | 162571.9
Fishbach C1 | 64.3199 | 36 | 162607.9
HOLTSVILLE C8 | 64.4291 | 133.6 | 162741.5
Burlington 8 | 64.4993 | 24 | 162765.5
Portland 3 | 64.5259 | 19 | 162784.5
HOLTSVILLE 10 | 64.6422 | 66.8 | 162851.3
Chalk Point CT 2 | 64.7875 | 35 | 162886.3
Ravenwood GT 4 | 64.8721 | 17.9 | 162904.2
Ravenwood GT 5 | 64.8814 | 19.4 | 162923.6
Jenkins C1 | 64.9986 | 36 | 162959.6
HOLTSVILLE 6 | 65.1511 | 66.8 | 163026.4
Delaware City 10 | 65.1833 | 18 | 163044.4
HILBURN GT 1 | 65.2327 | 46 | 163090.4
Chester C7 | 65.2719 | 54 | 163144.4
Indian River 10 | 65.3014 | 21 | 163165.4
MEDWAY 3 | 65.3055 | 63.1 | 163228.5
Christiana C11 | 65.7271 | 50 | 163278.5
74th St GT 1 | 65.9358 | 20.2 | 163298.7
74th St GT 2 | 65.9361 | 20.2 | 163318.9
CABOT C6 | 66.0441 | 18 | 163336.9
Sewaren 6 | 66.2549 | 140 | 163476.9
Allentown C1 | 66.2902 | 72 | 163548.9
Williamsport C1 | 66.3486 | 36 | 163584.9
HOLTSVILLE 5 | 66.3736 | 66.8 | 163651.7
Harrisburg C1 | 66.5307 | 72 | 163723.7
Harwood C1 | 66.5754 | 36 | 163759.7
Norwalk Hbr 10 | 66.6522 | 17 | 163776.7
Kearny 12 | 67.0481 | 258 | 164034.7
Bayonne C1 | 67.075 | 48 | 164082.7
MEDWAY C1 | 67.1091 | 127 | 164209.7
Vienna 10 | 68.0126 | 21 | 164230.7
Kendall Sq J C1 | 68.2095 | 46 | 164276.7
Astoria GT C5 | 68.2593 | 67.6 | 164344.3
Middle 3 | 68.3068 | 44 | 164388.3
Hunterstown 1 | 68.8837 | 27 | 164415.3
Buzzard Pt Wes 1 | 69.0451 | 160 | 164575.3
Philadelphia 1-4 | 69.0795 | 68 | 164643.3
Buzzard Pt Eas 1 | 69.7995 | 160 | 164803.3
S HAMPTON 1 | 69.8726 | 13 | 164816.3
Astoria GT C10 | 70.1787 | 113.6 | 164929.9
East Hampton 1 | 70.2907 | 25 | 164954.9
Hunterstown 3 | 70.4015 | 27 | 164981.9
Borden 2 | 70.5417 | 26.9 | 165008.8
SOMERSET JET 1 | 70.6096 | 22 | 165030.8
Burnside C1 | 70.6413 | 132 | 165162.8
Burlington 9 | 70.6688 | 212 | 165374.8
W Babylon GT 4 | 70.7765 | 64 | 165438.8
Tusket 1 | 70.8324 | 24.3 | 165463.1
Borden 1 | 70.8405 | 14.9 | 165478
West 1 | 70.8458 | 19 | 165497
Shawnee 1 | 70.9252 | 26 | 165523
Arthur Kill GT 1 | 71.0316 | 18.2 | 165541.2
Ortanna 1 | 71.0729 | 26 | 165567.2
C P Crane GT 1 | 71.2305 | 17 | 165584.2
Hamilton 1 | 71.2858 | 26 | 165610.2
Burlington 11 | 71.4603 | 212 | 165822.2
GOWANUS 1 1 | 71.4924 | 22.6 | 165844.8
STATION 9 | 71.6582 | 18 | 165862.8
SOMERSET JET 2 | 71.7526 | 21.2 | 165884
GOWANUS 2 C1 | 71.7698 | 180.8 | 166064.8
Glenwood GT C2 | 71.8172 | 138 | 166202.8
Glenwood GT 1 | 72.3309 | 19 | 166221.8
GOWANUS 3 C1 | 73.6759 | 180.8 | 166402.6
GOWANUS 4 C1 | 73.7544 | 187.2 | 166589.8
Devon 11 | 74.0118 | 40.4 | 166630.2
H A Wagner GT 1 | 74.3619 | 17 | 166647.2
Werner C C1 | 74.6109 | 292 | 166939.2
Astoria GT 1 | 74.9594 | 18.2 | 166957.4
Edge Moor 10 | 74.9766 | 15 | 166972.4
Tolna C1 | 76.0224 | 54 | 167026.4
DEVON Joint 10 | 76.3581 | 19.2 | 167045.6
Port Jefferson 1 | 76.382 | 18 | 167063.6
SOUTHOLD 1 | 78.1138 | 16 | 167079.6
GOWANUS 1 C2 | 78.2173 | 158.2 | 167237.8
NORTHPORT GT 1 | 79.2645 | 18 | 167255.8
Buchanan GT1 | 79.7925 | 27.4 | 167283.2
Buchanan GT2 | 79.8976 | 20.2 | 167303.4
Titus 5 | 80.2514 | 20 | 167323.4
Mass Power 2 J 2 | 81.6353 | 30 | 167353.4
Hudson Ave GT 4 | 82.9065 | 17.2 | 167370.6
L STREET JET 1 | 83.2763 | 22.3 | 167392.9
Mercer 3 | 83.6294 | 140 | 167532.9
Hudson Ave GT 3 | 84.2368 | 17.2 | 167550.1
Hudson Ave GT 5 | 84.2368 | 17.2 | 167567.3
Victoria Ju S1 | 85.1205 | 66 | 167633.3
Titus 4 | 85.4224 | 19 | 167652.3
FITCHBURG 7 | 87.8058 | 26.4 | 167678.7
FLORENCE GT 1 | 88.3332 | 8.7 | 167687.4
Dover (McKee C1 | 92.6952 | 34 | 167721.4
Notch Cliff 1- 1 | 93.216 | 68 | 167789.4
Madison Street 1 | 93.8506 | 14 | 167803.4
Notch Cliff 5- 1 | 94.8532 | 68 | 167871.4
Indian Point G 1 | 96.2124 | 25.4 | 167896.8
Babylon NUG 1 | 98.7 | 14.4 | 167911.2
Linden C5 | 113.1032 | 60 | 167971.2
FRAMINGHAM 2 | 113.6249 | 11 | 167982.2
Linden 3 | 116.3459 | 24 | 168006.2
Hudson 3 | 117.6371 | 150 | 168156.2
Burlington JT 1 | 120.9934 | 25 | 168181.2
RUTLAND 1 | 126.5374 | 14.8 | 168196
Salem joint 3 | 127.0687 | 46 | 168242
FRAMINGHAM 1 | 128.2831 | 15 | 168257
FRAMINGHAM 3 | 128.2917 | 14.6 | 168271.6
MYSTIC JET 1 | 128.5497 | 14.1 | 168285.7
GORGE GT 1 | 129.0594 | 15.7 | 168301.4
EDGAR JET C1 | 129.8422 | 30 | 168331.4
WATERS RIVER 1 | 130.0311 | 20 | 168351.4
LOST NATION GT 1 | 137.9151 | 18.3 | 168369.7
ASCUTNEY GT 1 | 138.1528 | 14.7 | 168384.4
NORWICH JET 1 | 140.4462 | 18.4 | 168402.8
CAPE GT C4 | 142.9904 | 41.4 | 168444.2
B NB-NS NSPI | 182.4999 | 101.3 | 168545.5

## 2005
| Marginal Cost | Capacity
Instance | Year: 1999 | Year: 1999 | Cum Cap
B NEPOOL BECO | 0 | 0.6 | 0.6
B NEPOOL BHE | 0 | 18.4 | 19
B NEPOOL CES | 0 | 15 | 34
B NEPOOL CMEEC | 0 | 3.1 | 37.1
B NEPOOL EUA | 0 | 0.6 | 37.7
B NEPOOL FGE | 0 | 4.3 | 42
B NEPOOL HGE | 0 | 0.5 | 42.5
B NEPOOL MMWEC | 0 | 13.2 | 55.7
B NEPOOL NEP | 0 | 59.4 | 115.1
B NEPOOL NU | 0 | 80.6 | 195.7
B NYPP-E CEHG | 0 | 21.1 | 216.8
B NYPP-E ORRU | 0 | 18.8 | 235.6
B NYPP-W NEYE | 0 | 9.6 | 245.2
B NYPP-W NIMP | 0 | 37.4 | 282.6
B NYPP-W POAS | 0 | 18.3 | 300.9
B NYPP-W ROGE | 0 | 5.6 | 306.5
B PJM-Ce METED | 0 | 21 | 327.5
B PJM-Ea PSE&G | 0 | 10 | 337.5
B PJM-We PENLEC | 0 | 14.5 | 352
B Raystown 1 | 0 | 9.1 | 361.1
Bear Swamp | 0 | 573 | 934.1
Becancour GT C1 | 0 | 431.2 | 1365.3
Blenheim | 0 | 1040.1001 | 2405.4001
Cadillac GT C1 | 0 | 162 | 2567.4001
CAPE GT C4 | 0 | 0 | 2567.4001
Capitol Distri 1 | 0 | 0 | 2567.4001
Caterpillar Tr 1 | 0 | 0 | 2567.4001
CHERRY STREET 7 | 0 | 3 | 2570.4001
CLEARY 8 | 0 | 0 | 2570.4001
Concord Steam 1 | 0 | 0 | 2570.4001
Conem IC joint 1 | 0 | 10.8 | 2581.2001
Deepwater 4 | 0 | 0 | 2581.2001
Delaware City 3 | 0 | 0 | 2581.2001
Devon 11 | 0 | 0 | 2581.2001
Devon 14 | 0 | 0 | 2581.2001
Devon C12 | 0 | 0 | 2581.2001
Easton Munici 10 | 0 | 0 | 2581.2001
Easton Munici 11 | 0 | 0 | 2581.2001
Easton Munici 12 | 0 | 0 | 2581.2001
Easton Municip 8 | 0 | 0 | 2581.2001
Easton Municip 9 | 0 | 0 | 2581.2001
EDGAR JET C1 | 0 | 0 | 2581.2001
Essex Dsl 1 | 0 | 4.4 | 2585.6001
GINNA 1 | 0 | 0 | 2585.6001
Grand Lake 8 | 0 | 0 | 2585.6001
HUBBARD 1 | 0 | 0 | 2585.6001
Hunlock 3 | 0 | 0 | 2585.6001
HYQB-Inter 1 | 0 | 2300 | 4885.6001
Indian Point 2 | 0 | 0 | 4885.6001
Indian Point 3 | 0 | 0 | 4885.6001
Inter-MECL 1 | 0 | 25 | 4910.6001
Inter-NBPC 1 | 0 | 142 | 5052.6001
Inter-NSPI 1 | 0 | 313 | 5365.6001
Inter-ONHY 1 | 0 | 666 | 6031.6001
J A FitzPatric 1 | 0 | 0 | 6031.6001
J C MCNEIL Joi 1 | 0 | 0 | 6031.6001
Jepson 1-4 14 | 0 | 8 | 6039.6001
Keyst IC joint 1 | 0 | 10.8 | 6050.4001
L&D Landfill 1 | 0 | 0 | 6050.4001
La Citiere G C1 | 0 | 280 | 6330.4001
Lennox 1 | 0 | 0 | 6330.4001
Lennox 2 | 0 | 0 | 6330.4001
Lennox C3R | 0 | 0 | 6330.4001
Mickleton 1 | 0 | 0 | 6330.4001
Muddy Run | 0 | 880 | 7210.4001
MYSTIC STEAM 5 | 0 | 0 | 7210.4001
NineMile 1 | 0 | 0 | 7210.4001
NineMile Joint 2 | 0 | 0 | 7210.4001
Northfield CMEEC | 0 | 12.6 | 7223.0001
Northfield NU | 0 | 1067.3999 | 8290.4
P NEPOOL BHE | 0 | 38 | 8328.4
P NEPOOL CMP | 0 | 444.1 | 8772.5
P NEPOOL NEP | 0 | 518.6 | 9291.1
P NEPOOL NU | 0 | 199 | 9490.1
P NEPOOL VTGP | 0 | 168 | 9658.1
P NYPP-W NEYE | 0 | 90.4 | 9748.5
P NYPP-W NIMP | 0 | 910 | 10658.5
P NYPP-W POAS | 0 | 3200 | 13858.5
P NYPP-W ROGE | 0 | 43 | 13901.5
P PJM-Ce BG&E | 0 | 277 | 14178.5
P PJM-Ce PP&L | 0 | 146 | 14324.5
P PJM-Ea PE | 0 | 512 | 14836.5
P PJM-We PENLEC | 0 | 60 | 14896.5
P PPL Safe Ha 0 | 0 | 139 | 15035.5
Pawtucket Powe 1 | 0 | 68.2 | 15103.7
Peach Btm jo C2 | 0 | 0 | 15103.7
Penobscot UNIT 1 | 0 | 0 | 15103.7
PILGRIM Joint 1 | 0 | 0 | 15103.7
Riegel Paper 1 | 0 | 0 | 15103.7
Rocky River | 0 | 29.4 | 15133.1
Salem joint C1 | 0 | 0 | 15133.1
Sayreville C4 | 0 | 0 | 15133.1
Scott-Winslow 1 | 0 | 0 | 15133.1
Seneca MAAC | 0 | 88 | 15221.1
Seward 4 | 0 | 0 | 15221.1
Seward 5 | 0 | 0 | 15221.1
Three Mile Isl 1 | 0 | 0 | 15221.1
Tracy S1 | 0 | 600 | 15821.1
VT YANKEE Join 1 | 0 | 0 | 15821.1
Warren C1 | 0 | 0 | 15821.1
Waste Mgmt (Ne 1 | 0 | 0 | 15821.1
Yards Creek A | 0 | 200.1 | 16021.2
Yards Creek B | 0 | 200.1 | 16221.3
P NB-NS NSPI | 6.6 | 226.5 | 16447.8
SEABROOK Joint 1 | 7.4443 | 1161.5 | 17609.3
MILLSTONE Join 3 | 7.8838 | 1145.7 | 18755
Bruce 3 | 7.967 | 712 | 19467
Bruce 1 | 7.967 | 615 | 20082
Point Lepreau 1 | 7.967 | 635 | 20717
Bruce 4 | 7.967 | 718 | 21435
Gentilly 2 | 7.967 | 678 | 22113
Bruce C5 | 7.9691 | 3184 | 25297
Pickering C5 | 7.9691 | 2064 | 27361
Pickering C1 | 7.9691 | 2060 | 29421
Darlington C1 | 7.9691 | 3524 | 32945
Susq joint 2 | 8.0972 | 1110 | 34055
Susq joint 1 | 8.128 | 1107 | 35162
Limerick 2 | 8.5899 | 1133 | 36295
Limerick 1 | 8.6586 | 1123 | 37418
Hope Crk joint 1 | 8.9789 | 1073 | 38491
Calvert Clif C1 | 9.0892 | 1730 | 40221
Morgantown C1 | 13.538 | 1166 | 41387
KINTIGH 1 | 13.5417 | 675 | 42062
Dickerson C1 | 14.0035 | 546 | 42608
Conem ST joi C1 | 14.0776 | 1700 | 44308
Chalk Point 2 | 14.0904 | 343 | 44651
Chalk Point 1 | 14.2017 | 341 | 44992
Montour C1 | 14.3035 | 1510 | 46502
MILLIKEN 2 | 14.3808 | 154 | 46656
Montour ACC 1 | 14.4384 | 15 | 46671
Keyst ST joi C1 | 14.5034 | 1700 | 48371
MILLIKEN 1 | 14.5305 | 149 | 48520
Dalhousie 2 | 14.5749 | 203.4 | 48723.4
Brunner Island 2 | 14.5776 | 390 | 49113.4
Brunner Island 3 | 14.6382 | 745 | 49858.4
Brunner Island 1 | 14.966 | 334 | 50192.4
Homer City NEY 2 | 15.2528 | 312 | 50504.4
Homer City NEY 1 | 15.2653 | 310 | 50814.4
Homer City PN 2 | 15.4632 | 307 | 51121.4
Homer City PN 1 | 15.4646 | 310 | 51431.4
CCLP 1 | 15.5314 | 230 | 51661.4
P H Glatfelte 1 | 15.5314 | 35 | 51696.4
Scrubgrass 1 | 15.5314 | 80 | 51776.4
General Foods 1 | 15.5315 | 14 | 51790.4
Hammermill 1 | 15.5315 | 22 | 51812.4
KCS 1 | 15.5315 | 203 | 52015.4
GOUDEY 8 | 15.5965 | 84 | 52099.4
SERC-OffPk 0 | 15.6134 | 2000 | 54099.4
Shawville C3 | 15.7331 | 360 | 54459.4
Dalhousie 1 | 15.7386 | 97.2 | 54556.6
DUNKIRK 3 | 15.7586 | 207.3 | 54763.9
GREENIDGE 4 | 15.7797 | 108 | 54871.9
B L England 2 | 16.0119 | 155 | 55026.9
B L England 1 | 16.0166 | 129 | 55155.9
Eddystone 2 | 16.0585 | 311 | 55466.9
DUNKIRK 4 | 16.097 | 202.8 | 55669.7
ECAR-OffPk 1 | 16.1502 | 3000 | 58669.7
Eddystone 1 | 16.2133 | 288 | 58957.7
Shawville 1 | 16.3603 | 128 | 59085.7
Shawville 2 | 16.3709 | 130 | 59215.7
Portland 2 | 16.4896 | 243 | 59458.7
C P Crane C1 | 16.5018 | 380 | 59838.7
Cromby ST 1 | 16.6347 | 147 | 59985.7
Sunbury 4 | 16.7479 | 134 | 60119.7
Titus C1 | 16.7578 | 249 | 60368.7
Portland 1 | 16.8266 | 156 | 60524.7
DUNKIRK 1 | 16.887 | 91 | 60615.7
HUNTLEY C67 | 16.9972 | 380 | 60995.7
DUNKIRK 2 | 17.0411 | 92 | 61087.7
DANSKAMMER 3 | 17.2031 | 134.7 | 61222.4
S A Carlson 6 | 17.2788 | 27.4 | 61249.8
S A Carlson 5 | 17.284 | 30 | 61279.8
DANSKAMMER 4 | 17.5543 | 232 | 61511.8
Martns Crk C1 | 17.5692 | 300 | 61811.8
Salt City Ener 1 | 17.6059 | 79.9 | 61891.7
UDG/NIAGARA 1 | 17.6326 | 50.1 | 61941.8
LOVETT 4 | 17.799 | 175 | 62116.8
RUSSELL 4 | 18.0828 | 80 | 62196.8
FORT DRUM 1 | 18.1868 | 53.4 | 62250.2
RUSSELL 2 | 18.2143 | 65 | 62315.2
RUSSELL 3 | 18.3063 | 65 | 62380.2
Sunbury 3 | 18.4731 | 103 | 62483.2
Sunbury C1 | 18.545 | 152 | 62635.2
Lambton C1 | 18.6777 | 970 | 63605.2
HUNTLEY C64 | 18.8362 | 270 | 63875.2
RUSSELL 1 | 18.8886 | 47 | 63922.2
Lakeview C1 | 19.0209 | 568 | 64490.2
Lambton C3 | 19.039 | 980 | 65470.2
BEEBEE 12 | 19.1057 | 80 | 65550.2
Belledune 2 | 19.2492 | 453.2 | 66003.4
GOUDEY 7 | 19.375 | 42 | 66045.4
Nanticoke C1 | 19.4438 | 3944 | 69989.4
Brandon Shor C1 | 19.4657 | 1340 | 71329.4
H A Wagner 3 | 19.4877 | 332 | 71661.4
LOVETT 5 | 19.5469 | 193.3 | 71854.7
Gilberton Powe 1 | 19.6232 | 79 | 71933.7
Cambria Cogen 1 | 19.6232 | 88 | 72021.7
Panther Creek 1 | 19.6232 | 80 | 72101.7
Schuylkill Ene 1 | 19.6232 | 80 | 72181.7
Foster Wheeler 1 | 19.6232 | 40 | 72221.7
Piney Creek 1 | 19.6232 | 31 | 72252.7
Archbald Power 1 | 19.6232 | 18 | 72270.7
Northhampton E 1 | 19.6232 | 89 | 72359.7
Ebensburg 1 | 19.6232 | 50 | 72409.7
Frackville 1 | 19.6232 | 42 | 72451.7
Colver NUG 1 | 19.6232 | 104 | 72555.7
Northeast Powe 1 | 19.6232 | 50 | 72605.7
Westwood 1 | 19.6232 | 30 | 72635.7
Indian River 3 | 19.6513 | 165 | 72800.7
P NB-NS NBPC | 19.7 | 847.4 | 73648.1
P ONHY ONHY | 19.7 | 6923 | 80571.1
B HYQB HYQB | 19.7 | 26.2 | 80597.3
Lakeview C5 | 19.7457 | 580 | 81177.3
Mercer C1 | 19.7533 | 650 | 81827.3
Atikokan 1 | 19.7767 | 215 | 82042.3
Potomac Rive C3 | 19.844 | 306 | 82348.3
HUNTLEY 63 | 19.9649 | 90 | 82438.3
Hudson 2 | 20.164 | 620 | 83058.3
BRAYTON POINT 3 | 20.3501 | 622 | 83680.3
Homer City PN 3 | 20.3664 | 325 | 84005.3
Edge Moor 4 | 20.5152 | 167 | 84172.3
Thunder Bay C2 | 20.7076 | 300 | 84472.3
AES Thames 1 | 20.7412 | 181 | 84653.3
HICKLING 2 | 20.8245 | 44 | 84697.3
Pt Aconi 1 | 20.866 | 165 | 84862.3
Indian River 1 | 20.8903 | 90 | 84952.3
Trenton 6 | 21.0119 | 155 | 85107.3
Lingan C1 | 21.0185 | 620 | 85727.3
Trenton 5 | 21.1176 | 156.1 | 85883.4
Pt Tupper 2 | 21.1192 | 148 | 86031.4
H A Wagner 2 | 21.1468 | 135 | 86166.4
Homer City NEY 3 | 21.1495 | 322 | 86488.4
Indian River 2 | 21.2233 | 90 | 86578.4
MOUNT TOM 1 | 21.2741 | 147 | 86725.4
Merrimack 2 | 21.3337 | 320 | 87045.4
BRAYTON POINT 2 | 21.3902 | 253 | 87298.4
Merrimack 1 | 21.4781 | 113.5 | 87411.9
Edge Moor 3 | 21.6317 | 84 | 87495.9
Indian River 4 | 21.6635 | 403 | 87898.9
Deepwater 6 | 21.6784 | 81 | 87979.9
Bridgeport Hrb 3 | 21.7042 | 385 | 88364.9
BRAYTON POINT 1 | 22.0364 | 255 | 88619.9
ECAR-OnPk 1 | 23.0055 | 3000 | 91619.9
SALEM HARBOR 3 | 23.0886 | 150 | 91769.9
SALEM HARBOR 1 | 23.2843 | 84 | 91853.9
Vineland (H D 10 | 23.3984 | 23 | 91876.9
SALEM HARBOR 2 | 23.6838 | 80 | 91956.9
SERC-OnPk 0 | 23.7284 | 2000 | 93956.9
SCHILLER 5 | 23.7698 | 49.6 | 94006.5
Potomac Rive C1 | 24.1585 | 176 | 94182.5
Somerset 6 | 24.3229 | 111 | 94293.5
MRA CANTON 1 | 24.3987 | 49 | 94342.5
SCHILLER 6 | 24.6139 | 48 | 94390.5
SCHILLER 4 | 25.0228 | 47.5 | 94438
Z_NYECC_2005A 0 | 25.118 | 520 | 94958
Z_NYWCC_2005C 0 | 25.2951 | 520 | 95478
Z_NYWCC_2005B 0 | 25.3368 | 520 | 95998
Z_NYWCC_2005A 0 | 25.3388 | 520 | 96518
York Warebasse 7 | 25.4805 | 21 | 96539
USGEN_CC 0 | 25.7689 | 1080 | 97619
Holtwood 17 | 26.1418 | 73 | 97692
Edge Moor 5 | 26.1857 | 445 | 98137
BETHLEHEM STEE 1 | 26.5384 | 15.8 | 98152.8
Z_PJECC_2004A 0 | 26.5681 | 520 | 98672.8
Z_PJECC_2003A 0 | 26.5705 | 520 | 99192.8
Z_PJECC_2005A 0 | 26.5873 | 520 | 99712.8
Z_PJECC_2002B 0 | 26.5904 | 520 | 100232.8
Z_PJECC_2002A 0 | 26.5943 | 520 | 100752.8
Z_PJCCC_2003A 0 | 26.6497 | 520 | 101272.8
Z_PJCCC_2004A 0 | 26.6514 | 520 | 101792.8
Mid Conn (Hart 1 | 27.178 | 62.5 | 101855.3
PEP 1 | 27.2476 | 230 | 102085.3
Flynn CC 1 | 27.5123 | 166.9 | 102252.2
JENNISON 1 | 27.5368 | 33 | 102285.2
Z_NEPCC_2003B 0 | 27.5769 | 265 | 102550.2
ANP_CC 1 | 27.5902 | 550 | 103100.2
Z_NEPCC_2002A 0 | 27.5948 | 265 | 103365.2
Z_NEPCC_2003C 0 | 27.5966 | 265 | 103630.2
ABB_CC 1 | 27.6074 | 272 | 103902.2
Z_NEPCC_2005A 0 | 27.629 | 265 | 104167.2
BE_CC 1 | 27.635 | 520 | 104687.2
Z_NEPCC_2003A 0 | 27.6398 | 265 | 104952.2
EMI_CC 1 | 27.6536 | 265 | 105217.2
Grays Ferry 1 | 27.6562 | 150 | 105367.2
Z_NEPCC_2005B 0 | 27.6674 | 265 | 105632.2
USGEN_CC 1 | 27.6734 | 360 | 105992.2
Marcal Paper 1 | 27.7828 | 47 | 106039.2
En Hazelton 1 | 27.9723 | 120 | 106159.2
Camden Cogen T 1 | 28.0474 | 145 | 106304.2
En Berkshire 1 | 28.1025 | 276 | 106580.2
En Intl Paper 1 | 28.1535 | 150 | 106730.2
En Bridgeport 1 | 28.1983 | 670 | 107400.2
En Brayton Poi 1 | 28.2165 | 477 | 107877.2
En Lake Road 1 | 28.2366 | 810 | 108687.2
En Androscogin 1 | 28.2407 | 157 | 108844.2
En EMI Tiverto 1 | 28.2622 | 265 | 109109.2
MSW Sydney 1 | 28.5085 | 2 | 109111.2
Fraser Pulp & 1 | 28.5086 | 40.1 | 109151.3
Middle Musquod 1 | 28.5089 | 0.5 | 109151.8
Eagle Point 1 | 28.511 | 220 | 109371.8
Kamine-Gouvern 2 | 28.6882 | 11 | 109382.8
Indeck-Corinth 1 | 28.7216 | 80 | 109462.8
Navy Yard C1 | 28.7788 | 152 | 109614.8
Mobil CC 1 | 28.8156 | 56 | 109670.8
Continental Co 1 | 28.8174 | 100 | 109770.8
Cogen Tech Joi 1 | 28.8355 | 180 | 109950.8
Newark Bay 1 | 28.8996 | 147 | 110097.8
Parlin 1 | 28.9539 | 114 | 110211.8
Encogen 4 prtn 1 | 29.0222 | 63.5 | 110275.3
CETI FORT ORAN 1 | 29.1797 | 60 | 110335.3
Indeck-Corinth 2 | 29.1935 | 48 | 110383.3
Newark Boxboar 1 | 29.2011 | 52 | 110435.3
Selkirk 1 | 29.273 | 107 | 110542.3
Lisbon 1 | 29.2931 | 13.1 | 110555.4
Seamass Expan 1 | 29.3221 | 22.9 | 110578.3
Arthur Kill 3 | 29.3323 | 501 | 111079.3
INDECK-OLEAN 1 | 29.4092 | 78 | 111157.3
Selkirk 2 | 29.4848 | 89 | 111246.3
Selkirk 3 | 29.5076 | 88 | 111334.3
Lockport Cogen 1 | 29.5345 | 179 | 111513.3
Kenilworth 1 | 29.5632 | 15 | 111528.3
Indeck-Silver 2 | 29.6393 | 16 | 111544.3
Indeck-Silver 1 | 29.653 | 39 | 111583.3
Sithe CC C1 | 29.6644 | 740 | 112323.3
PCLP 1 | 29.6988 | 116 | 112439.3
Oswego ST5 | 29.7196 | 850 | 113289.3
Allegany Cogen 1 | 29.7203 | 55 | 113344.3
TRIGEN-NDEC 1 | 29.735 | 57 | 113401.3
Saranac Ener C1 | 29.8263 | 240 | 113641.3
NORTHPORT 3 | 29.8456 | 375 | 114016.3
JENNISON 2 | 29.9103 | 38 | 114054.3
Pepperell 1 | 30.0057 | 41 | 114095.3
Easton Munic C23 | 30.0463 | 12.6 | 114107.9
KIAC (JFK) 1 | 30.0964 | 100 | 114207.9
TBG-GRUMMAN 1 | 30.1131 | 51.3 | 114259.2
74TH STREET 11 | 30.2594 | 24 | 114283.2
Kearny C7 | 30.3086 | 296 | 114579.2
EMI_CC 2 | 30.3105 | 165 | 114744.2
Navy Yard 3 | 30.3499 | 108 | 114852.2
STERLING POWR 1 | 30.3549 | 51.3 | 114903.5
Linden 2 | 30.4283 | 250 | 115153.5
Arthur Kill 2 | 30.4487 | 350 | 115503.5
Port Jefferson 4 | 30.5177 | 193 | 115696.5
Burlington 7 | 30.5712 | 185 | 115881.5
Easton Munici 21 | 30.6144 | 6.3 | 115887.8
Anitec 1 | 30.6233 | 44 | 115931.8
Barrett 1 | 30.6797 | 177 | 116108.8
LOVETT 3 | 30.709 | 67 | 116175.8
Beare Road 1 | 30.8766 | 5 | 116180.8
Nipigon (TCPL) 1 | 30.8766 | 5 | 116185.8
Brooklyn 1 | 30.8766 | 21.3 | 116207.1
Centra/Boise-F 1 | 30.8766 | 22 | 116229.1
Peel Resources 1 | 30.8767 | 8 | 116237.1
Chapleau 1 | 30.8767 | 7 | 116244.1
Brock West/Eas 1 | 30.8767 | 21 | 116265.1
Malette Kraft 1 | 30.8767 | 4 | 116269.1
Potter-Waste H 1 | 30.8767 | 4 | 116273.1
Keele Valley 1 | 30.8767 | 30 | 116303.1
Cochrane Pow 2 | 30.8767 | 13 | 116316.1
Kirkland Lake 1 | 30.8767 | 13 | 116329.1
Swaru-Laidlaw 1 | 30.8771 | 0.4 | 116329.5
B L England 3 | 30.9326 | 160 | 116489.5
Bergen CC 1 | 31.0406 | 639 | 117128.5
Barrett 2 | 31.1704 | 194 | 117322.5
Ravenwood 3 | 31.1874 | 972 | 118294.5
Kamine-Boise 1 | 31.3102 | 59.7 | 118354.2
US GEN (OLD RI 1 | 31.3182 | 154.1 | 118508.3
L C P CHEMICA 1 | 31.3922 | 67.8 | 118576.1
Linden 1 | 31.4779 | 180 | 118756.1
MANCHESTER S C10 | 31.5294 | 495 | 119251.1
East River 7 | 31.5326 | 175 | 119426.1
COWEE 1 | 31.5525 | 0.5 | 119426.6
Pine Tree NUG 1 | 31.5529 | 17.3 | 119443.9
Bio-Energy Cor 1 | 31.5529 | 9 | 119452.9
Tamworth Proje 1 | 31.5529 | 20 | 119472.9
Carrabassett P 1 | 31.5529 | 45.1 | 119518
Hemphill Pwr&L 1 | 31.5529 | 13.8 | 119531.8
Whitefield Pow 1 | 31.5529 | 13.8 | 119545.6
AEI Livermore 1 | 31.553 | 36 | 119581.6
Swift River (G 1 | 31.553 | 14.8 | 119596.4
Gorbell Inc (T 1 | 31.553 | 14.1 | 119610.5
Ryegate 1 | 31.553 | 20.5 | 119631
Bethlehem Proj 1 | 31.553 | 15 | 119646
Bridgewater St 1 | 31.553 | 15 | 119661
MASSENA ENRG F 1 | 31.57 | 79 | 119740
ASTORIA 3 | 31.6086 | 361 | 120101
Schuyikill 1 | 31.6264 | 175 | 120276
ALBANY COGN AS 1 | 31.658 | 26 | 120302
INDECK-ILION 1 | 31.7009 | 56.8 | 120358.8
Dartsmouth Pow 1 | 31.8441 | 68.2 | 120427
DANSKAMMER 2 | 31.8509 | 65.2 | 120492.2
GAS ALTERNATIV 1 | 31.8539 | 79.3 | 120571.5
Delaware City 2 | 31.8765 | 28.5 | 120600
KAMINE-GOUVNR 1 | 31.8945 | 38 | 120638
CompositeMe Nu 1 | 31.9272 | 1 | 120639
ENRGY INIT-OND 1 | 32.0151 | 79.5 | 120718.5
KAMINE-S GLENS 1 | 32.0867 | 64.9 | 120783.4
HARDEN FURNITU 1 | 32.1292 | 0.3 | 120783.7
OXBOW/OCCIDENT 1 | 32.1635 | 61.8 | 120845.5
JMC-SELKIRK 1 | 32.2108 | 104.1 | 120949.6
INDECK-OSWEGO 1 | 32.2307 | 63 | 121012.6
NORTHPORT 2 | 32.2373 | 389 | 121401.6
NORTHPORT 4 | 32.3055 | 381 | 121782.6
Altresco Joint 1 | 32.3071 | 172.2 | 121954.8
KAMINE-CARTHAG 1 | 32.3351 | 68.4 | 122023.2
Fraser 1 | 32.3566 | 38.5 | 122061.7
Peel Res ST 1 | 32.3567 | 8 | 122069.7
Starmark 1 | 32.3681 | 3 | 122072.7
Wallingford Re 1 | 32.4056 | 6.9 | 122079.6
Preston (SCRRR 1 | 32.4056 | 13.9 | 122093.5
SES Concord Re 1 | 32.4056 | 12.3 | 122105.8
Wheelabrator M 1 | 32.4056 | 40.7 | 122146.5
DCRRA 1 | 32.4056 | 8.3 | 122154.8
Refuse Fuels A 1 | 32.4056 | 10 | 122164.8
NH/VT Solid Wa 1 | 32.4057 | 4 | 122168.8
Springfield Re 1 | 32.4057 | 6 | 122174.8
Semass 1 | 32.4057 | 50.2 | 122225
Signal/Resco 1 | 32.4057 | 60.4 | 122285.4
ISLIP ST 1 | 32.4057 | 8.6 | 122294
Maine Energy R 1 | 32.4057 | 19.4 | 122313.4
Onondaga Count 1 | 32.4057 | 25 | 122338.4
Mass Refuse Te 1 | 32.4057 | 32 | 122370.4
Ogden Martin ( 1 | 32.4057 | 42.9 | 122413.3
GtrPortland Re 1 | 32.4057 | 11.6 | 122424.9
Bristol Refuse 1 | 32.4057 | 13.2 | 122438.1
Boise Cascade 1 | 32.4057 | 53.9 | 122492
Penobscot BHE 1 | 32.4057 | 15.9 | 122507.9
OSWEGO COUNTY 1 | 32.4057 | 3.6 | 122511.5
LONG BEACH 1 | 32.4059 | 2.7 | 122514.2
Vienna 8 | 32.4643 | 155 | 122669.2
Ravenwood C1 | 32.5305 | 780 | 123449.2
INDECK-YERKES 1 | 32.5335 | 57.4 | 123506.6
Port Jefferson 3 | 32.536 | 190 | 123696.6
ASTORIA C4 | 32.6786 | 738 | 124434.6
FAR ROCKAWAY 4 | 32.7706 | 108 | 124542.6
BOWLINE Join C1 | 32.8511 | 1202.4 | 125745
ROSETON Join C1 | 33.0005 | 1207.6 | 126952.6
Koppers Co 1 | 33.0156 | 7 | 126959.6
Harrisburg MSW 1 | 33.0156 | 5 | 126964.6
Martns Crk 4 | 33.0234 | 785 | 127749.6
Delaware C7 | 33.0726 | 256 | 128005.6
POLETTI 1 | 33.1487 | 825 | 128830.6
ALBANY 1 | 33.2066 | 100 | 128930.6
White River 1 | 33.252 | 5 | 128935.6
TCPL-Calstst 1 | 33.252 | 22.5 | 128958.1
OSWEGO Joint 6 | 33.2928 | 837 | 129795.1
NORTHPORT 1 | 33.3031 | 367 | 130162.1
H A Wagner 4 | 33.3921 | 415 | 130577.1
Mass Power 1 J 1 | 33.4932 | 240 | 130817.1
Delaware City 1 | 33.6131 | 28.5 | 130845.6
Martns Crk 3 | 33.6304 | 807 | 131652.6
PENNTECH PAPER 1 | 33.7202 | 34 | 131686.6
ALBANY C3 | 33.8841 | 200 | 131886.6
CANAL Joint 1 | 33.9024 | 564 | 132450.6
MMLP 1 | 33.9244 | 28 | 132478.6
O'brien Edgebo 1 | 33.9244 | 10 | 132488.6
MIDDLETOWN Joi 3 | 34.065 | 245 | 132733.6
BLACKSTONE 3 | 34.242 | 1.8 | 132735.4
NORCON (FALC S 1 | 34.462 | 32.6 | 132768
VCLP NUG 1 | 34.5403 | 46.5 | 132814.5
Benning C15 | 34.7909 | 550 | 133364.5
ALBANY 2 | 35.1178 | 100.8 | 133465.3
Cromby 2 | 35.1484 | 211 | 133676.3
Ipswich Dsl 2 | 35.1538 | 1.4 | 133677.7
Ipswich Dsl 9 | 35.1538 | 1.4 | 133679.1
NEW HVN HRBR J 1 | 35.3754 | 447 | 134126.1
Ipswich Dsl C1 | 35.5049 | 5.2 | 134131.3
Ipswich Dsl 6 | 35.5333 | 1.1 | 134132.4
Agawam Turboex 1 | 35.5832 | 1.5 | 134133.9
YAPHANK 1 | 35.6072 | 1.4 | 134135.3
E NORTHPORT 1 | 35.6078 | 0.9 | 134136.2
WASTE MANAGEME 1 | 35.608 | 1.6 | 134137.8
OCEANSIDE 1 | 35.608 | 3.6 | 134141.4
HIGH ACRES 1 | 35.6082 | 2.4 | 134143.8
OYSTER BAY 1 | 35.6085 | 1.3 | 134145.1
APLP Elec Gen 1 | 35.6085 | 2.8 | 134147.9
Northeast Land 1 | 35.6086 | 11 | 134158.9
MONROE-LIVINGS 1 | 35.6087 | 6.7 | 134165.6
ENERGY TACTICS 1 | 35.6087 | 2.2 | 134167.8
ISLIP IC 1 | 35.6089 | 1.7 | 134169.5
LANCASTER LF P 2 | 35.6091 | 3 | 134172.5
LANCASTER LF P 1 | 35.6092 | 2.7 | 134175.2
SMITHTOWN 1 | 35.6102 | 1.1 | 134176.3
Easton 2 25 | 35.7431 | 6.3 | 134182.6
Amity Landfill 1 | 36.0902 | 1 | 134183.6
NE Energy Join 1 | 36.1172 | 333.4 | 134517
Ocean St Joi C1 | 36.2111 | 574 | 135091
Chalk Point C3 | 36.2316 | 1224 | 136315
Norwalk Hbr Jo 2 | 36.2544 | 172 | 136487
Fulton Cogen A 1 | 36.3608 | 48.2 | 136535.2
East River 6 | 36.3681 | 134 | 136669.2
Exeter Energy 1 | 36.4046 | 26 | 136695.2
Norwalk Hbr Jo 1 | 36.5205 | 164 | 136859.2
SOUTH OAKS HOS 1 | 36.7234 | 0.2 | 136859.4
Lakewood Cogen 1 | 36.8192 | 258 | 137117.4
MIDDLETOWN Joi 2 | 37.2165 | 120 | 137237.4
L'Energia Join 1 | 37.2166 | 87.5 | 137324.9
LEDERLE 1 | 37.2297 | 19.7 | 137344.6
Bronx Zoo 1 | 37.2748 | 2 | 137346.6
CANAL Joint 2 | 37.3139 | 579 | 137925.6
Sithe-Senecapw 2 | 37.3811 | 63 | 137988.6
MYSTIC STEAM 7 | 37.4074 | 592 | 138580.6
South River 1 | 37.4094 | 260 | 138840.6
COGEN TECH-L C4 | 37.6016 | 156 | 138996.6
Cleary CC Join 9 | 37.6404 | 110 | 139106.6
MYSTIC STEAM 4 | 37.7748 | 135 | 139241.6
W F WYMAN 3 | 37.7928 | 119 | 139360.6
MYSTIC STEAM 6 | 37.8562 | 138.3 | 139498.9
Eddystone 3 | 37.8726 | 380 | 139878.9
Bridgeport Hrb 2 | 38.012 | 167.1 | 140046
MONTVILLE Join 5 | 38.1411 | 82 | 140128
DANSKAMMER 1 | 38.2168 | 65.5 | 140193.5
Gould Street 3 | 38.2735 | 104 | 140297.5
DEVON Joint C7 | 38.3407 | 218 | 140515.5
COGEN TECH-L C6 | 38.5418 | 255 | 140770.5
WATERSIDE C8 | 38.6022 | 94 | 140864.5
Deepwater 1 | 38.7165 | 87 | 140951.5
ELLICOTVILLE E 1 | 38.7751 | 4.6 | 140956.1
WEST SPRINGFIE 3 | 39.1563 | 107 | 141063.1
Lakeview Land N6 | 39.1645 | 8 | 141071.1
Kinsley Landfi 1 | 39.2036 | 2.6 | 141073.7
B NB-NS NBPC | 39.3001 | 24.9 | 141098.6
Coleson Cove C1 | 39.3058 | 1005.6 | 142104.2
Charlottetow 11 | 39.403 | 24.2 | 142128.4
Easton Munic C13 | 39.4808 | 11.2 | 142139.6
Burlington CT 10 | 39.6492 | 260 | 142399.6
Dexter Corp C 1 | 39.665 | 39 | 142438.6
Dover (McKee R 3 | 39.6954 | 102 | 142540.6
COGEN TECH-L C1 | 39.9267 | 234 | 142774.6
WATERSIDE 6 | 40.0265 | 69 | 142843.6
HYDROCARBON-AL 1 | 40.1725 | 2 | 142845.6
Eddystone 4 | 40.2337 | 380 | 143225.6
Modern Landfi N3 | 40.29 | 8 | 143233.6
BURROWS -LYONS 1 | 40.4328 | 20 | 143253.6
KES-CHATEAUGAY 1 | 40.4332 | 17.8 | 143271.4
EBENEZER OIL 1 | 40.446 | 0.3 | 143271.7
Flagg/Hartford 1 | 40.5016 | 10.1 | 143281.8
NOTTINGHAM H-S 1 | 40.6218 | 0.2 | 143282
Keystone Lan IPP | 40.7597 | 5 | 143287
AES NUG1 8&9 0 | 40.9192 | 720 | 144007
NEW BOSTON C1 | 41.1674 | 760 | 144767
HUNTINGTON 1 | 41.5415 | 19.8 | 144786.8
HEMPSTEAD 1 | 41.5417 | 71.1 | 144857.9
AMER REF-FUEL 1 | 41.5419 | 74 | 144931.9
ADIRON RES RE 1 | 41.543 | 12.4 | 144944.3
SALEM HARBOR 4 | 41.5654 | 400 | 145344.3
Middletown 1 | 41.8035 | 66.4 | 145410.7
NEWINGTON 1 | 41.9515 | 406 | 145816.7
Dickerson H C1 | 42.0416 | 334 | 146150.7
Vineland (H D 8 | 42.0965 | 11 | 146161.7
W F WYMAN Joi 4 | 42.1381 | 598.6 | 146760.3
Essex County R 1 | 42.3525 | 65 | 146825.3
Union County R 1 | 42.3525 | 39 | 146864.3
Wheelabrator/F 1 | 42.3525 | 42 | 146906.3
York County RR 1 | 42.3526 | 30 | 146936.3
Bresco 1 | 42.3526 | 57 | 146993.3
DRMI 1 | 42.3526 | 75 | 147068.3
Lancaster Co 1 | 42.3526 | 30 | 147098.3
Viking Energy 1 | 42.3528 | 17 | 147115.3
Ringgold 1 | 42.396 | 15 | 147130.3
Cal Ban Power 1 | 42.6154 | 0.3 | 147130.6
GENERAL MILLS 1 | 42.8041 | 4.2 | 147134.8
BURRWS-LITTLE 1 | 43.0407 | 4.9 | 147139.7
G Fox (Cogen 1 | 43.3828 | 3.7 | 147143.4
Rensscogen,Bas 1 | 43.4211 | 40.1 | 147183.5
MIDDLETOWN Joi 4 | 43.6791 | 400 | 147583.5
Combustion T 1 | 43.7459 | 100 | 147683.5
Vineland (H D 9 | 43.8255 | 17 | 147700.5
Hudson 1 | 43.8357 | 405 | 148105.5
SMECO 1 | 43.9578 | 93 | 148198.5
P&N ENERGY SYS 1 | 43.9752 | 10 | 148208.5
Paxton Creek C 1 | 44.444 | 13 | 148221.5
TDEC 1 | 44.6424 | 12 | 148233.5
Sewaren 4 | 44.6824 | 127 | 148360.5
Tuft's Cove 3 | 44.7666 | 153 | 148513.5
MONTVILLE Join 6 | 45.0495 | 409.8 | 148923.3
Milford Power 1 | 45.6441 | 170.7 | 149094
Chalk Point C5 | 45.661 | 240 | 149334
BRAYTON POINT 4 | 45.7268 | 446 | 149780
Rensscogen,Bas 2 | 45.9437 | 41.1 | 149821.1
Chalk Point SG 1 | 46.181 | 93 | 149914.1
Dover (Van Sa 11 | 46.2287 | 40 | 149954.1
POLSKY_CT 1 | 46.6412 | 150 | 150104.1
Composite Nug 1 | 46.8838 | 7 | 150111.1
W F WYMAN C1 | 46.9196 | 107 | 150218.1
Gilbert GT 9 | 47.0525 | 183.4 | 150401.5
SYRACUSE POWER 1 | 47.1269 | 5 | 150406.5
Vineland (H D 7 | 47.2324 | 8 | 150414.5
Essex 9 | 47.5489 | 93 | 150507.5
Bergen 3 | 47.6624 | 24 | 150531.5
Portland 5 | 47.806 | 152 | 150683.5
Gilbert CC 8 | 47.874 | 104 | 150787.5
Pennsbury CA | 47.9891 | 60 | 150847.5
Warren Co RR 1 | 48.6239 | 10 | 150857.5
Gloucester Co 1 | 48.6834 | 12 | 150869.5
Camden County 1 | 48.8556 | 23 | 150892.5
Bethlehem St IPP | 48.8905 | 170 | 151062.5
Northern Cons 2 | 48.945 | 32.9 | 151095.4
Labatts 1 | 49.1079 | 1 | 151096.4
Rosa Flora (Pu 1 | 49.1079 | 1 | 151097.4
Westbrook Gree 1 | 49.1081 | 1.6 | 151099
W G Thompson 1 | 49.1082 | 0.7 | 151099.7
Cochrane Pow 1 | 49.1082 | 25.5 | 151125.2
Hillman Flared 1 | 49.1083 | 2 | 151127.2
Tage Hansen 1 | 49.1089 | 0.4 | 151127.6
Nipigon/T Cana 1 | 49.1625 | 35 | 151162.6
Kirkland Lake 2 | 49.1635 | 89 | 151251.6
West Windsor P 1 | 49.1637 | 115 | 151366.6
Transalta-OHSC 1 | 49.1641 | 66 | 151432.6
Kapuskasing (T 1 | 49.1641 | 48 | 151480.6
North Bay (TCP 1 | 49.1641 | 48 | 151528.6
Transalta Powe 1 | 49.1641 | 50 | 151578.6
Lake Superior 1 | 49.1642 | 110 | 151688.6
Transalta-McDo 1 | 49.1642 | 110 | 151798.6
Dupont Maitlan 1 | 49.1642 | 20 | 151818.6
Potter Station 1 | 49.1642 | 32 | 151850.6
Sarnia Joint V 1 | 49.1642 | 60 | 151910.6
Centra/Boise-F 2 | 49.1648 | 81 | 151991.6
Atlantic Packa 1 | 49.1693 | 55 | 152046.6
Heinz-Leamingt 1 | 49.1724 | 3.5 | 152050.1
Brock Universi 1 | 49.1763 | 3.3 | 152053.4
Linden C7 | 49.2019 | 184 | 152237.4
Cardinal Power 1 | 49.2495 | 155.1 | 152392.5
Iroq Falls-No 1 | 49.3055 | 92.8 | 152485.3
Sewaren 3 | 49.7148 | 109 | 152594.3
Forked River C 2 | 49.8177 | 42 | 152636.3
Forked River C 1 | 49.9267 | 44 | 152680.3
Sithe-Sterling 2 | 50.2156 | 15.8 | 152696.1
So Norwalk Dsl 1 | 50.2326 | 16.7 | 152712.8
CHERRY STREET 12 | 50.2791 | 5.6 | 152718.4
Northern Cons 3 | 50.4179 | 14.1 | 152732.5
GLENWOOD 5 | 50.4594 | 101 | 152833.5
CompositeJc Nu 1 | 50.5681 | 3 | 152836.5
B L England IC 1 | 50.6653 | 8 | 152844.5
Ipswich Dsl 7 | 50.8974 | 1.4 | 152845.9
Brunner Isld I 1 | 51.4035 | 8 | 152853.9
Ipswich Dsl 8 | 51.4667 | 1.1 | 152855
Sithe-Ogdensbr 3 | 51.5882 | 19 | 152874
Courtenay Bay 4 | 52.1407 | 97.7 | 152971.7
Pennsbury C1 | 52.4012 | 6 | 152977.7
Sithe-Ogdensbr 2 | 52.4341 | 30.3 | 153008
SCHILLER JET 1 | 52.5114 | 22 | 153030
MONTVILLE Joi 11 | 52.5581 | 5.5 | 153035.5
Bayview 1-6 1 | 52.6567 | 12 | 153047.5
FRONT STREET 13 | 52.7907 | 8.3 | 153055.8
Tuft's Cove 2 | 52.8729 | 99 | 153154.8
Courtenay Bay 3 | 52.9288 | 98.7 | 153253.5
Sherman Ave GT 1 | 52.9556 | 96 | 153349.5
BARRETT GT B C10 | 52.9893 | 202 | 153551.5
Cromby IC 1 | 53.2823 | 2.7 | 153554.2
GLENWOOD 4 | 53.3045 | 106 | 153660.2
Schuyikill IC 1 | 53.3129 | 2.8 | 153663
Delaware 1 | 53.3672 | 2.7 | 153665.7
H A Wagner 1 | 53.5297 | 138 | 153803.7
Perryman CT 1 | 53.6155 | 173 | 153976.7
Shawville 5 | 53.6733 | 6 | 153982.7
Martns Crk IC 1 | 53.7564 | 5 | 153987.7
Crisfield 1-4 | 53.78 | 10 | 153997.7
CHERRY STREET 9 | 53.7907 | 2.6 | 154000.3
Hay Road CC 1 | 53.8752 | 541 | 154541.3
Sewaren 1 | 53.9036 | 107 | 154648.3
MISC DIESEL 1 | 54.2507 | 7.3 | 154655.6
Chalk Point C3 | 54.2644 | 198 | 154853.6
GLOUCESTER 11 | 54.2791 | 20.5 | 154874.1
CHERRY STREET 8 | 54.4884 | 3.6 | 154877.7
SHREWSBURY C1 | 54.528 | 14 | 154891.7
Misc-IC NIMP 1 | 54.5744 | 4.2 | 154895.9
Tuft's Cove 1 | 54.6891 | 80 | 154975.9
WILKINS STRE C1 | 54.814 | 5 | 154980.9
Sunbury D1-2 1 | 55.0582 | 6 | 154986.9
Cumberland 1 | 55.1942 | 96 | 155082.9
Riverside 6 | 55.6669 | 133 | 155215.9
Indiana Univ 1 | 55.6879 | 16 | 155231.9
Mass Power 2 J 2 | 55.7853 | 30 | 155261.9
Eldred 1-3 13 | 55.7907 | 8.8 | 155270.7
Sayreville 1 | 56.173 | 90 | 155360.7
POTTER DIESEL 1 | 56.3023 | 2.3 | 155363
POTTER CC Join 1 | 56.4586 | 96 | 155459
Easrpoty Dsl 1 | 56.4651 | 4 | 155463
WEST TISBURY D 1 | 56.5581 | 5.5 | 155468.5
BANGOR DIESELS 1 | 56.814 | 17.2 | 155485.7
CHERRY STREE C10 | 56.814 | 4.4 | 155490.1
MONTAUK C2 | 56.917 | 6 | 155496.1
DANSKAMMER C5 | 56.9366 | 5 | 155501.1
59th St GT 1 | 57.5417 | 20.2 | 155521.3
Sithe-Ogdensbr 1 | 57.5796 | 40.5 | 155561.8
WATERS RIVER 2 | 57.592 | 45.9 | 155607.7
Croydon 21 | 58.0315 | 59 | 155666.7
Edison C1 | 58.1497 | 582 | 156248.7
BRAYTON POINT 1 | 58.5969 | 11.5 | 156260.2
Sewaren 2 | 58.7384 | 120 | 156380.2
South Meadow 15 | 58.814 | 40.4 | 156420.6
SHOREHAM 1 | 58.9951 | 63 | 156483.6
Blossburg 1 | 59.0606 | 26 | 156509.6
BARRETT GT C1 | 59.1918 | 154.4 | 156664
Gilbert C4 | 59.2972 | 140 | 156804
Gilbert 7 | 59.48 | 70 | 156874
Babylon NUG 1 | 59.5139 | 14.4 | 156888.4
Enosburg Dsl 1 1 | 59.6923 | 0.9 | 156889.3
ST Albans Dsl 1 | 59.8372 | 2.4 | 156891.7
Oak Bluff 1-3 3 | 60.1351 | 8.3 | 156900
Barton Dsl 1-4 1 | 60.1395 | 1.5 | 156901.5
Kingston Cog 1 | 60.2511 | 103.9 | 157005.4
Croydon 42 | 60.3658 | 59 | 157064.4
Riverside 4 | 60.5965 | 79 | 157143.4
SHOREHAM 2 | 60.8704 | 22 | 157165.4
Essex C11 | 60.9486 | 424 | 157589.4
Croydon 32 | 61.3482 | 59 | 157648.4
Essex 10 | 62.2831 | 194 | 157842.4
Carlls Corne C1 | 62.3401 | 86 | 157928.4
Vineland (W S 1 | 62.935 | 32 | 157960.4
Lennox 2G | 63.5196 | 535 | 158495.4
Lennox 1G | 63.6957 | 535 | 159030.4
Grand Manan 3 | 63.7766 | 28 | 159058.4
Point Lepreau 1 | 63.9194 | 5 | 159063.4
Astoria GT 2 1 | 64.2194 | 48.7 | 159112.1
Astoria GT 2 2 | 64.2194 | 48.7 | 159160.8
Astoria GT 4 C1 | 64.2212 | 193.6 | 159354.4
Astoria GT 3 C1 | 64.2263 | 141.6 | 159496
Astoria GT 2 C3 | 64.2269 | 97.4 | 159593.4
BEEBEE GT 1 | 64.327 | 18 | 159611.4
Ravenwood GT 1 | 64.375 | 18.2 | 159629.6
Glen Gardner C5 | 64.5322 | 104 | 159733.6
Misc Diesel - 1 | 64.5388 | 61 | 159794.6
Glen Gardner C1 | 64.6073 | 104 | 159898.6
Westport 5 | 64.8422 | 132 | 160030.6
Ravenwood GT 11 | 65.2081 | 24.3 | 160054.9
Ravenwood GT 10 | 65.2237 | 24 | 160078.9
WADING R C1 | 65.2574 | 314.1 | 160393
Ravenwood GT C8 | 65.2812 | 48 | 160441
Deepwater GT 1 | 65.5257 | 24 | 160465
Morgantown C C3 | 65.6318 | 260 | 160725
Hunterstown 2 | 65.8009 | 27 | 160752
COMMERCIAL STR 1 | 66.1667 | 1 | 160753
Stonybrook G C1 | 66.4649 | 170 | 160923
South Cairo 1 | 66.5799 | 23.4 | 160946.4
Ipswich Dsl 3 | 66.5882 | 0.6 | 160947
Croydon 41 | 66.7553 | 60 | 161007
Sayreville C4 1 | 67.1877 | 77 | 161084
Sayreville C1 1 | 67.2049 | 77 | 161161
National Park 1 | 67.2057 | 24 | 161185
Gilbert CT C1 | 67.3509 | 124 | 161309
Sayreville C2 1 | 67.5585 | 73 | 161382
Croydon C22 | 67.6023 | 120 | 161502
Portland 4 | 67.7077 | 26 | 161528
MIDDLETOWN Jo 10 | 67.7261 | 19.4 | 161547.4
Croydon C11 | 67.8283 | 120 | 161667.4
Sayreville C3 1 | 67.9102 | 77 | 161744.4
Richmond C91 | 67.97 | 132 | 161876.4
STATION 9 | 68.0565 | 18 | 161894.4
Lennox - CTU 1-3 | 68.3 | 23.3 | 161917.7
Warren 3 | 68.4489 | 79 | 161996.7
Mountain C1 | 68.4918 | 54 | 162050.7
Kearny 9 | 68.5794 | 24 | 162074.7
Kearny C10 | 68.6398 | 318 | 162392.7
East Hampton C2 | 68.7235 | 6 | 162398.7
WEST SPRINGFI 10 | 68.9122 | 19 | 162417.7
Darlington Com 1 | 69.1516 | 50 | 162467.7
Wayne 1 | 69.3369 | 76 | 162543.7
BRANFORD 10 | 69.3683 | 18.8 | 162562.5
Kendall Sq 1- 13 | 69.3866 | 64 | 162626.5
DOREEN 10 | 69.4062 | 21.1 | 162647.6
WOODLAND ROAD 10 | 69.4071 | 20.4 | 162668
COS COB 11 | 69.5687 | 22.4 | 162690.4
TORRINGTON TER 1 | 69.6363 | 21.8 | 162712.2
COS COB 12 | 69.75 | 22.8 | 162735
SOUTH MEADOW C11 | 69.8066 | 195.6 | 162930.6
MERRIMACK JET 2 | 69.9598 | 23.5 | 162954.1
COS COB 10 | 70.058 | 23.3 | 162977.4
Astoria GT 3 4 | 70.0797 | 47.2 | 163024.6
Charlottestow 10 | 70.0882 | 19.2 | 163043.8
Ravenwood 3 GT 3 | 70.0947 | 43.9 | 163087.7
Ravenwood 3 GT 4 | 70.0947 | 43.9 | 163131.6
Ravenwood 2 GT 1 | 70.0965 | 44.8 | 163176.4
Ravenwood 2 C2 | 70.1023 | 134.4 | 163310.8
Ravenwood 3 C1 | 70.1905 | 87.8 | 163398.6
Chalk Point CT 1 | 70.3577 | 18 | 163416.6
MERRIMACK JET 1 | 70.4565 | 23 | 163439.6
Charlottestown 9 | 70.4678 | 19.2 | 163458.8
WHITE LAKE JET 1 | 70.5964 | 22.2 | 163481
Bruce Complex 1 | 70.6687 | 81 | 163562
M ST JET 1 | 70.6861 | 68.1 | 163630.1
FRANKLIN DRIV 10 | 71.0051 | 18.3 | 163648.4
Middle C1 | 71.3147 | 46 | 163694.4
Portland 3 | 71.3264 | 19 | 163713.4
TUNNEL JET 10 | 71.3875 | 20.8 | 163734.2
Delaware 9 | 71.6676 | 20 | 163754.2
NARROWS 2 C1 | 71.7369 | 194.4 | 163948.6
NARROWS 1 C1 | 71.7406 | 191.2 | 164139.8
Schuyikill 11 | 71.7789 | 20 | 164159.8
Bridgeport Hrb 4 | 72.0829 | 22 | 164181.8
HOLTSVILLE 1 | 72.1362 | 66.8 | 164248.6
Riverside C7 | 72.1809 | 50 | 164298.6
HOLTSVILLE 7 | 72.2542 | 66.8 | 164365.4
Newport dsl 4- 1 | 72.4186 | 6.6 | 164372
HOLTSVILLE 2 | 72.4327 | 66.8 | 164438.8
HOLTSVILLE 10 | 72.5342 | 66.8 | 164505.6
HOLTSVILLE 6 | 72.7443 | 66.8 | 164572.4
HOLTSVILLE C3 | 72.9019 | 133.6 | 164706
Missouri C 1 | 73.0157 | 24 | 164730
Schuyikill 10 | 73.0196 | 18 | 164748
Delaware C10 | 73.0553 | 54 | 164802
Missouri B 1 | 73.067 | 24 | 164826
COXSACKIE GT 1 | 73.3952 | 25.4 | 164851.4
HOLTSVILLE C8 | 73.3957 | 133.6 | 164985
Cedar 2 | 73.7243 | 26 | 165011
Perryman GT 1-4 | 73.779 | 244 | 165255
Missouri D 1 | 73.8619 | 24 | 165279
Eddystone 30 | 74.0896 | 20 | 165299
Eddystone 40 | 74.0967 | 20 | 165319
Dickerson CT 1 | 74.1205 | 13 | 165332
Tasley 10 | 74.1906 | 33 | 165365
Moser C1 | 74.2522 | 60 | 165425
Falls C1 | 74.3206 | 60 | 165485
Lock Haven 1 | 74.6192 | 18 | 165503
Ravenwood GT C6 | 74.6684 | 39 | 165542
Fishbach C1 | 74.7669 | 36 | 165578
Cedar 1 | 74.9947 | 52 | 165630
Burlington 8 | 75.1506 | 24 | 165654
Gilbert 6 | 75.1966 | 70 | 165724
West Shore C1 | 75.2795 | 36 | 165760
MEDWAY 3 | 75.345 | 63.1 | 165823.1
Eddystone 10 | 75.3492 | 18 | 165841.1
Ste Rose 1 | 75.3801 | 99.7 | 165940.8
Eddystone 20 | 75.4346 | 18 | 165958.8
Ravenwood GT 4 | 75.4392 | 17.9 | 165976.7
Chalk Point CT 2 | 75.4905 | 35 | 166011.7
Ravenwood GT 5 | 75.5033 | 19.4 | 166031.1
Southwark C3 | 75.5064 | 72 | 166103.1
HOLTSVILLE 5 | 75.9355 | 66.8 | 166169.9
Vergennes Dsl 1 | 76.2558 | 4.2 | 166174.1
Jenkins C1 | 76.5267 | 36 | 166210.1
Delaware City 10 | 76.5401 | 18 | 166228.1
Chester C7 | 76.6511 | 54 | 166282.1
74th St GT 2 | 76.6659 | 20.2 | 166302.3
Charlottesto C6 | 76.6977 | 14.2 | 166316.5
Astoria GT C5 | 76.8328 | 67.6 | 166384.1
Indian River 10 | 76.8561 | 21 | 166405.1
74th St GT 1 | 76.9646 | 20.2 | 166425.3
Christiana C11 | 76.9654 | 50 | 166475.3
Morgantown C C1 | 77.2169 | 40 | 166515.3
Sewaren 6 | 77.3386 | 140 | 166655.3
Harrisburg C1 | 77.6662 | 72 | 166727.3
Harwood C1 | 77.8706 | 36 | 166763.3
Allentown C1 | 77.9033 | 72 | 166835.3
Williamsport C1 | 77.9496 | 36 | 166871.3
Millbank C1 | 78.031 | 398 | 167269.3
Astoria GT C10 | 78.1611 | 113.6 | 167382.9
Bayonne C1 | 78.4366 | 48 | 167430.9
Kearny 12 | 78.5054 | 258 | 167688.9
CABOT C6 | 78.5291 | 18 | 167706.9
S HAMPTON 1 | 78.6318 | 13 | 167719.9
Courtenay Bay 2 | 78.6803 | 11.8 | 167731.7
East Hampton 1 | 79.2179 | 25 | 167756.7
Stonybrk CC Jo 1 | 79.2413 | 352 | 168108.7
W Babylon GT 4 | 79.743 | 64 | 168172.7
Vienna 10 | 79.902 | 21 | 168193.7
Middle 3 | 80.0359 | 44 | 168237.7
MEDWAY C1 | 80.2717 | 127 | 168364.7
Glenwood GT 1 | 80.4151 | 19 | 168383.7
Dover (McKee C1 | 80.5897 | 34 | 168417.7
Glenwood GT C2 | 80.6557 | 138 | 168555.7
Philadelphia 1-4 | 80.7266 | 68 | 168623.7
SOMERSET JET 1 | 80.7439 | 22 | 168645.7
SHOEMAKER 1 | 80.8083 | 42.1 | 168687.8
GOWANUS 1 1 | 80.8952 | 22.6 | 168710.4
GOWANUS 2 C1 | 80.9296 | 180.8 | 168891.2
Hunterstown 1 | 80.952 | 27 | 168918.2
Charlottestown 8 | 80.9623 | 9.5 | 168927.7
Buzzard Pt Wes 1 | 81.1248 | 160 | 169087.7
BLACKSTONE 1 | 81.46 | 16 | 169103.7
Hunterstown 3 | 81.7411 | 27 | 169130.7
Buzzard Pt Eas 1 | 81.8847 | 160 | 169290.7
A L Pierce 1 | 81.9305 | 16 | 169306.7
GOWANUS 3 C1 | 82.3393 | 180.8 | 169487.5
Arthur Kill GT 1 | 82.5948 | 18.2 | 169505.7
Burlington 9 | 82.8259 | 212 | 169717.7
Shawnee 1 | 82.8614 | 26 | 169743.7
Ortanna 1 | 82.9211 | 26 | 169769.7
West 1 | 83.1022 | 19 | 169788.7
GOWANUS 4 C1 | 83.1992 | 187.2 | 169975.9
C P Crane GT 1 | 83.2712 | 17 | 169992.9
HILBURN GT 1 | 83.3117 | 46 | 170038.9
Burlington 11 | 83.7405 | 212 | 170250.9
Hamilton 1 | 83.9856 | 26 | 170276.9
Charlottestown 5 | 84.1382 | 3.3 | 170280.2
Astoria GT 1 | 85.3432 | 18.2 | 170298.4
Port Jefferson 1 | 85.8406 | 18 | 170316.4
WATERS RIVER 1 | 86.4884 | 20 | 170336.4
H A Wagner GT 1 | 87.0881 | 17 | 170353.4
SOMERSET JET 2 | 87.7609 | 21.2 | 170374.6
Werner C C1 | 87.8103 | 292 | 170666.6
Edge Moor 10 | 87.8703 | 15 | 170681.6
SOUTHOLD 1 | 88.3131 | 16 | 170697.6
GOWANUS 1 C2 | 88.3626 | 158.2 | 170855.8
Lantic Sugar 1 | 88.5993 | 1.5 | 170857.3
Tolna C1 | 88.919 | 54 | 170911.3
NORTHPORT GT 1 | 89.7961 | 18 | 170929.3
Buchanan GT1 | 90.2509 | 27.4 | 170956.7
Buchanan GT2 | 90.374 | 20.2 | 170976.9
FLORENCE GT 1 | 93.1395 | 8.7 | 170985.6
FITCHBURG 7 | 93.38 | 26.4 | 171012
Titus 5 | 93.3846 | 20 | 171032
Hudson Ave GT 4 | 93.9374 | 17.2 | 171049.2
Borden 2 | 94.8222 | 26.9 | 171076.1
Borden 1 | 95.021 | 14.9 | 171091
Hudson Ave GT 3 | 95.4869 | 17.2 | 171108.2
Hudson Ave GT 5 | 95.4869 | 17.2 | 171125.4
Burnside C1 | 95.5782 | 132 | 171257.4
Mercer 3 | 97.4096 | 140 | 171397.4
Tusket 1 | 97.8304 | 24.3 | 171421.7
DEVON Joint 10 | 98.0641 | 19.2 | 171440.9
Titus 4 | 99.2586 | 19 | 171459.9
L STREET JET 1 | 100.324 | 22.3 | 171482.2
Notch Cliff 5- 1 | 101.6668 | 68 | 171550.2
Kendall Sq J C1 | 102.4803 | 46 | 171596.2
Notch Cliff 1- 1 | 103.6533 | 68 | 171664.2
Indian Point G 1 | 105.8226 | 25.4 | 171689.6
FRAMINGHAM 1 | 107.1609 | 15 | 171704.6
LOST NATION GT 1 | 108.0233 | 18.3 | 171722.9
GORGE GT 1 | 108.814 | 15.7 | 171738.6
Madison Street 1 | 110.3451 | 14 | 171752.6
NORWICH JET 1 | 111.1395 | 18.4 | 171771
RUTLAND 1 | 112.3953 | 14.8 | 171785.8
Victoria Ju S1 | 113.5706 | 66 | 171851.8
Burlington JT 1 | 116.8992 | 25 | 171876.8
Norwalk Hbr 10 | 118.4333 | 17 | 171893.8
ASCUTNEY GT 1 | 122.6512 | 14.7 | 171908.5
Linden C5 | 126.4304 | 60 | 171968.5
Linden 3 | 128.4224 | 24 | 171992.5
FRAMINGHAM 2 | 132.7457 | 11 | 172003.5
Hudson 3 | 137.8736 | 150 | 172153.5
MYSTIC JET 1 | 139.9827 | 14.1 | 172167.6
FRAMINGHAM 3 | 142.3931 | 14.6 | 172182.2
Salem joint 3 | 148.8562 | 46 | 172228.2
B NB-NS NSPI | 209.6002 | 101.3 | 172329.5
Berlin JT 1 | 212.1318 | 57.1 | 172386.6