## Summary
Project Name | LVCOGEN LLP
Project Scenario | Base Case | [8 empty] | 2000-01-01
PLANT SUMMARY: |  |  | CAPITAL COST: |  |  | PROJECT REVENUES:
Output: |  |  |  | $/kW | ($'000s) | Anchor Tenant: |  | Based on 1999 Prices
Nameplate Capacity (MW) |  | 54 | EPC Turnkey: | 0 | 0 |  |  | Summer | Winter
Net Output (MW) |  | 54 |  |  |  | Energy Price ($/MWh)
|  |  | Site Prep / Balance of Construction: |  |  | Peak |  | 26.67 | 26.67
Expected Fuel Use Rates (HHV): |  |  | Spare Parts/Shop Tools |  | 0 | Off-Peak |  | 23.31 | 23.31
Pre-Upgrade Heat Rate (Btu/kWh) |  | 8473 | Switchyard / Interconnect / Trans. Line Upgrade |  | 0 | Capacity Charge ($/MWh) |  | 56.09 | 26.77
Baseload Heat Rate (Btu/kWh) |  | 7664 | Black Start Capability |  | 0
Annual Degradation |  | 0.1% | Fuel Gas Line |  | 0 | NPC Contract Amount (MW) |  |  | 45
|  |  | Zero Discharge |  | 0 | NPC Energy Only Sales (MW) |  |  | 0
Operating Parameters: |  |  | Fuel Gas Compressor |  | 0 | Include Winter Afternoon @ Avoided Cost |  |  | No
Dispatchability |  | 100% | SCR |  | 0 | Include All Off-Peak Hours at Avoided Cost |  |  | No
Planned Outages |  | 0% | Foundation |  | 0 | Exclude 45MW From Market Sales |  |  | No
Forced Outages |  | 1.5% | Inlet Air Cooling |  | 0
Net Plant Availability Factor |  | 98.5% | Intake and Water Discharge Structure |  | 0 | Merchant Sales:
Timing: |  |  | Duct Burner |  | 0 | Include Merchant Sales |  |  | yes
Funding Date |  | 1999-08-01 | 230 kV Line |  | 0 | Merchant Volumes (MW) |  |  | 9
Commercial Operation Date |  | 2000-01-01 | Passthrough Interconnect |  | 0 | Wheeling ($/MWh) Prior to Deregulation |  |  | 3.75
Scheduled Upgrade |  | 1999-11-01 | Total: |  | 0 | Wheeling ($/MWh) POST Deregulation |  |  | 0
Effective Availability for upgrade month |  | 25% |  |  |  | Wheeling Losses |  |  | 3.5%
Date Supplemental Energy Sales Begin |  | 2000-05-01 | Soft Costs: |  |  | Adder for losses into California |  |  | 0
Date of NEV Deregulation |  | 2003-01-01 | Asset Purchase Price |  | 72189 | Adder for Interruptible Power |  |  | 0
Commercial Ending Date |  | 2022-12-31 | Plant Improvements |  | 4370 | Power Curve Date |  |  | 1999-12-14
|  |  | Generator Rewind |  | 300 | Region
CORPORATE ASSUMPTIONS: |  |  | Additional Turbine |  | 160 | Price Curve
Taxes: |  |  | HRSG Modifications |  | 134 | Include Supplemental Time Value (on Merchant Sales) |  |  | no
Federal Income Tax Rate |  | 0% | Working Capital Adjustment |  | 0 |  | Intrinsic | #DIV/0! | 0
State Income Tax Rate |  | 0% | Environmental Offsets |  | 0 |  | Time Value | #DIV/0! | 0
Effective Tax Rate |  | 0% | Equity Fees |  | 200 |  | Total Option | #DIV/0! | 0
|  |  | Equity Legal Fees |  | 60 | Option Price ($/Mwh)
Depreciation: |  |  | Enron Legal Fees |  | 400 | Option Price ($/kW-Mo)
| Book | Tax | Nevada Council |  | 50
Acquisition Basis | 78714.5555 | 78714.5555 | Lenders' Legal Fee |  | 200 | Other Revenues:
Term (Years) | 15 | 15 | Title Policy |  | 69.265
Method (SL/DB) | SL | DB | Contingency Fee |  | 582.2905 |  |  | Esc. (%) | ($'000s)
If DB, state rate | 0% | 150% | Other Fees (%) |  | 0 | Option 2 - Enron Sells Thermal Energy to Greenhouse
Start Depreciation | 1999-08-01 | 1999-08-01 | Startup and Acceptance |  | 0
|  |  | Water Entitlements |  | 0 | (ii) Sale of Thermal Energy
Partial Overhaul 1 Basis | 1331.9046 | 1331.9046 | Sales and Property Tax | 7.25% | 0 | Gas Volumes (mmbtu) |  | 0% | 65000
Term (Years) | 8 | 8 | Insurance and Perf. Bond |  | 0
Method (SL/DB) | SL | DB | Contingency @ | 5% | 0 |  |  | 2%
If DB, state rate | 0% | 150% | Total: |  | 78714.5555
Start Depreciation | 2003-08-01 | 2003-08-01
|  |  | Total Project Cost | 1457.677 | 78714.5555
Complete Overhaul 1 Basis | 4611.7398 | 4611.7398
Term (Years) | 8 | 8 |  |  |  | ADDITIONAL PROJECT REVENUES:
Method (SL/DB) | SL | DB | SHARING AGREEMENT: |  |  | Sources of Revenues:
If DB, state rate | 0% | 150% |  |  |  | Annual Lease Revenues (LV Cogen II) |  |  | 0
Start Depreciation | 2007-08-01 | 2007-08-01 | Gas Transport ($/MMBtu) |  | 0.15 | Annual O&M Revenues (LV Cogen) |  |  | 0
|  |  | Heat Rate (MMBtu?Mwh |  | 8.5 | Date Lease Revenues Begin: |  |  | 2001-01-01
Partial Overhaul 2 Basis | 1870.6553 | 1870.6553 | O&M Charges ($/MWh) |  | 3.75 | O&MLease Revenues Begin: |  |  | 2001-01-01 |  | 0
Term (Years) | 8 | 8 | Market Service Fee for Sierra ($/Mwh) |  | 1.75
Method (SL/DB) | SL | DB | EPMI Based Market Service Fee ($/MWh) |  | 0.5
If DB, state rate | 0% | 150% | EPMI Profit Sharing (%) |  | 12.1%
Start Depreciation | 2011-08-01 | 2011-08-01 | Gas Daily Premium ($/MMBtu) |  | 0.04
|  |  | End of Sharing with NPC |  | 2001-04-30
Complete Overhaul 2 Basis | 6463.7575 | 6463.7575 |  |  |  | PROJECT EXPENSES:
Term (Years) | 8 | 8 |  |  |  | Fixed Expenses: |  | $/kW | ($'000s)
Method (SL/DB) | SL | DB |  |  |  | Labour |  | 17.5646 | 948.4905
If DB, state rate | 0% | 150% |  |  |  | Repairs & Maintenance |  | 5.9107 | 319.1778
Start Depreciation | 2015-08-01 | 2015-08-01 |  |  |  | Chemicals |  | 3.65 | 197.1017
[6 empty] | Consulting |  | 0.75581 | 40.8135
[6 empty] | Other |  | 8.7931 | 474.8268
Escalation: | [5 empty] | Gas Transport Dem Chg |  | 25.1443 | 1357.7936
Use Fixed US CPI? (3%) |  | yes |  |  |  | Inc. O&M Adjustment |  | 0 | 0
If no, fix rate of inflation to |  | 3% |  |  |  | Total: |  | 61.8186 | 3338.2039
Variable Expenses:
Interest Income: | [5 empty] | Gas Curve Henwood=1 |  |  | 1
Interest on Cash Balance |  | yes |  |  |  | Maximum Take (mmbtu/day) |  |  | 5000
If yes, Interest Rate |  | 5% |  |  |  | Sell-Back Volumes Spread from Purchase |  |  | -0.03
[6 empty] | Purchase Volumes Mid Basis thru 2010 |  |  | Curve
FINANCING: | [5 empty] | Res. Fee Mid Basis (Rockies) thru |  | 2010-04-30 | -0.25
Interest During Construction: | [5 empty] | UP Fuels Reservation Fee |  |  | 4%
Interest Rate on Construction Loan |  | 0% |  |  |  | Swing Penalty |  |  | 20%
Term (Mths) |  | 0 |  |  |  | Fixed Price thru | 2000-04-30 |  | 2.045
Drawdown Schedule (SL/Custom) |  | SL |  |  |  | NYMEX Delivered Basis thru |  | 2010-04-30 | -0.28
Drawdown Fee (BPS) |  | 0 | [5 empty] | 2010-04-30
Total IDC |  | 0 |  |  |  | Duke contract End |  | 2010-04-30
| $/kW | ($'000s)
Total Capital Cost | 0 | 0 |  |  |  | Reservation Premium after UP Fuel Term |  |  | 1%
Transport Charges
[6 empty] | Kern P/Lfixed thru 9/30/01 ($/mmbtu-mo) |  |  | 0.5902
Long Term Financing: | [5 empty] | Kern P/L 10/1/01 |  |  | 0.42
Equity (% of Asset) | 30% | 24000 |  |  |  |  | Variable ($/mmbtu) |  | 0.067
Closing Cost Fees |  | 0 |  |  |  |  | Variable ($%) |  | 1.3%
Total Equity Amount |  | 24000 |  |  |  | SWGas P/L | Fixed ($/mmbtu-mo) |  | 0.1451
[6 empty] | SWGas P/L Reduc. effective Jan 2012 |  |  | -0.093
Debt (% of Asset) | 70% | 54714.5555 |  |  |  |  | Variable ($/mmbtu) |  | 0
Debt Fees |  | 774.4445 |  |  |  | Other Variable Cost ($/MWh) (Market Volumes Only) |  |  | 1.5
Working Capital |  | 1011
Debt Service/O&M Reserve |  | 0 |  |  |  | General & Administrative Expenses:
Total Debt Amount: |  | 56500 |  |  |  | G&A |  | 11.851 | 639.9521
6/30/00 Payoff w/penalties |  | 55500
Sr. Secured Debt Terms:
One Yr. LIBOR Rate (15 yr. Swap) |  | 6.5% |  |  |  | RETURNS:
Interest rate SWAP (1= "Yes") |  | 1 |  |  |  | Debt Service Coverage Ratio (Pre-Tax):
Southwest Gas LOC Amount |  | 888.896 |  |  |  | Minimum |  |  | 1
Duke LOC Amount |  | 3000 |  |  |  | Maximum |  |  | 2.5257
Funding Spread over Base Spread |  | 0.5% |  |  |  | Average | (over 17 years) |  | 1.628
| Spread (BPS) | Rate (%) |  |  |  | Weighted Average Loan Life (Yrs.) |  |  | 9.3864
Yrs. 1-3 | 125 | 7.75%
Yrs. 4-6 | 137.5 | 7.875% |  |  |  | Current Value of Assets ($ per kW) |  |  | 0
Yrs. 7-9 | 162.5 | 8.125% | [6 empty] | 0
Yrs. 10-13 | 175 | 8.25% |  |  |  | Buy-Out Date (MM/DD/YY) |  |  | 2000-12-31
Yrs. 14-17 | 187.5 | 8.375% |  |  |  | Effective Date of Buy-Out |  |  | 2000-12-31
Debt Term (Yrs.) |  | 17 |  |  |  | Equity Returns:
Capitalized Fees |  | 1.5% |  |  |  | Equity Investment |  |  | 24000
- amortized over |  | 15 | [5 empty] | (Pre-Tax)
Debt Service Reserve Scenario | [5 empty] | NPV @ | 9% | (nominal)
Reserve Account=1, LOC=2 |  | 2
Amount subject to LOC, if 2 above |  | 3800
Debt Service Reserve % |  | 50%
LOC Fee % of reserve if 2 above |  | 1.25%
Check
9.9044e-10
Formulas:
No = IF(AND(YEAR([No, row above])=2000,MONTH([No, row above])=1),+[No, row above],EOMONTH([No, row above],0))
Tax = [Book]
Optimize

## SharingAgrmt
[13 empty] | Discount Rate | 0.09 | NPV | 810403.8357
|  | REVENUE INPUTS | [6 empty] | VARIABLE CHARGES |  |  |  |  | NEV SHARING CALCULATIONS |  | 0% |  | EPMI SHARING CALCULATIONS
|  | Market | Shared Market | Merchant Gas | Gas | Gas | Gas | Heat | Marginal |  | Transmission | Market Service | Price | Amount Available | Revenues less | Total Paymet | EPMI Mkt | Gen Cost for | Rev. Less | EPMI | Total EPMI | Merchant
Month | Year | Price | Sales Volume | Volume | Transport | Commodity | Premium | Rate | Generation Cost($/MWh) | O&M | Charges | Providor Charges | Spread ($/MWh) | to Share ($/MWh) | Cost to Gen | to Sierra | Fee ($/MWh) | EPMI Calc ($/MWh) | EPMI Gen Cost | Sharing (%) | Sharing | Revenue | Annual Summary:
2000-01-01 | 2000 | 0 | 0 | 0 | 0.15 | 4.286 | 0.04 | 8.5 | 38.046 | 3.75 | 3.75 | 1.75 | 0 | 0 | 0 | 0 | 0.5 | 46.046 | 0 | 12.1% | 0 | 0 | Year | NEV Sharing | EPMI Sharing | Total Merchant Sharing Expense
2000-02-01 | 2000 | 0 | 0 | 0 | 0.15 | 4.266 | 0.04 | 8.5 | 37.876 | 3.75 | 3.75 | 1.75 | 0 | 0 | 0 | 0 | 0.5 | 45.876 | 0 | 12.1% | 0 | 0 | 2000 | 739389.7719 | 225644.682 | 965034.4538
2000-03-01 | 2000 | 0 | 0 | 0 | 0.15 | 4.271 | 0.04 | 8.5 | 37.9185 | 3.75 | 3.75 | 1.75 | 0 | 0 | 0 | 0 | 0.5 | 45.9185 | 0 | 12.1% | 0 | 0 | 2001 | 368815.4199 | 469719.2994 | 838534.7192
2000-04-01 | 2000 | 0 | 0 | 0 | 0.15 | 4.311 | 0.04 | 8.5 | 38.2585 | 3.75 | 3.75 | 1.75 | 0 | 0 | 0 | 0 | 0.5 | 46.2585 | 0 | 12.1% | 0 | 0 | 2002 | 0 | 280137.1952 | 280137.1952
2000-05-01 | 2000 | 0 | 0 | 0 | 0.15 | 4.401 | 0.04 | 8.5 | 39.0235 | 3.75 | 3.75 | 1.75 | 0 | 0 | 0 | 0 | 0.5 | 47.0235 | 0 | 12.1% | 0 | 0 | 2003 | 0 | 173718.7416 | 173718.7416
2000-06-01 | 2000 | 51.826 | 21557.907 | 70952.9347 | 0.15 | 4.34 | 0.04 | 8.5 | 38.505 | 3.75 | 3.75 | 1.75 | 13.321 | 4.071 | 87762.9187 | 43881.4594 | 0.5 | 46.505 | 70828.8431 | 12.1% | 24944.7221 | 1117260.7675 | 2004 | 0 | 108514.1866 | 108514.1866
2000-07-01 | 2000 | 71.638 | 22276.5039 | 73336.6906 | 0.15 | 4.684 | 0.04 | 8.5 | 41.429 | 3.75 | 3.75 | 1.75 | 30.209 | 20.959 | 466893.2179 | 233446.6089 | 0.5 | 49.429 | 261292.2388 | 12.1% | 63396.6997 | 1595844.159 | 2005 | 0 | 112563.3388 | 112563.3388
2000-08-01 | 2000 | 84.9916 | 9547.0731 | 73355.3486 | 0.15 | 5.073 | 0.04 | 8.5 | 44.7355 | 3.75 | 3.75 | 1.75 | 40.2561 | 31.0061 | 296017.8924 | 148008.9462 | 0.5 | 52.7355 | 159942.7876 | 12.1% | 36762.0941 | 811421.4072 | 2006 | 0 | 122408.3479 | 122408.3479
2000-09-01 | 2000 | 69.7064 | 21557.907 | 71007.1032 | 0.15 | 5.4 | 0.04 | 8.5 | 47.515 | 3.75 | 3.75 | 1.75 | 22.1914 | 12.9414 | 278990.4863 | 139495.2431 | 0.5 | 55.515 | 166442.6269 | 12.1% | 44067.4789 | 1502725.0771 | 2007 | 0 | 128260.8518 | 128260.8518
2000-10-01 | 2000 | 79.0452 | 12353.0229 | 93779.516 | 0.15 | 5.205 | 0.04 | 8.5 | 45.8575 | 3.75 | 3.75 | 1.75 | 33.1877 | 23.9377 | 295702.7634 | 147851.3817 | 0.5 | 53.8575 | 163292.6603 | 12.1% | 38835.0435 | 976446.9729 | 2008 | 0 | 137345.6215 | 137345.6215
2000-11-01 | 2000 | 58.1142 | 9837.9337 | 75647.8684 | 0.15 | 4.92 | 0.04 | 8.5 | 43.435 | 3.75 | 3.75 | 1.75 | 14.6792 | 5.4292 | 53412.2651 | 26706.1325 | 0.5 | 51.435 | 39003.5497 | 12.1% | 12719.6768 | 571723.8047 | 2009 | 0 | 135559.1732 | 135559.1732
2000-12-01 | 2000 | 46.5237 | 9837.9338 | 75667.0948 | 0.15 | 4.883 | 0.04 | 8.5 | 43.1205 | 3.75 | 3.75 | 1.75 | 3.4032 | 0 | 0 | 0 | 0.5 | 51.1205 | 0 | 12.1% | 4918.9669 | 457697.3024 | 2010 | 0 | 135091.1502 | 135091.1502
2001-01-01 | 2001 | 53.1496 | 14320.6096 | 93851.0384 | 0.15 | 3.2058 | 0.04 | 8.5 | 28.8644 | 3.75 | 3.75 | 1.75 | 24.2852 | 15.0352 | 215313.0404 | 107656.5202 | 0.5 | 36.8644 | 125557.2822 | 12.1% | 32271.7613 | 761134.6831 | 2011 | 0 | 135884.4281 | 135884.4281
2001-02-01 | 2001 | 44.5932 | 18923.0517 | 84790.2135 | 0.15 | 3.041 | 0.04 | 8.5 | 27.4632 | 3.75 | 3.75 | 1.75 | 17.13 | 7.88 | 149113.8824 | 74556.9412 | 0.5 | 35.4632 | 98210.7558 | 12.1% | 29103.677 | 843838.8334 | 2012 | 0 | 139232.2222 | 139232.2222
2001-03-01 | 2001 | 44.1135 | 20950.5215 | 93898.7201 | 0.15 | 2.8984 | 0.04 | 8.5 | 26.2515 | 3.75 | 3.75 | 1.75 | 17.862 | 8.612 | 180425.1999 | 90212.5999 | 0.5 | 34.2515 | 116400.7519 | 12.1% | 33755.4111 | 924201.1251 | 2013 | 0 | 143607.5662 | 143607.5662
2001-04-01 | 2001 | 48.3732 | 13858.6545 | 90892.8009 | 0.15 | 2.7762 | 0.04 | 8.5 | 25.2128 | 3.75 | 3.75 | 1.75 | 23.1603 | 13.9103 | 192778.7171 | 96389.3585 | 0.5 | 33.2128 | 113712.6767 | 12.1% | 29671.8626 | 670387.1959 | 2014 | 0 | 144532.7195 | 144532.7195
2001-05-01 | 2001 | 39.4265 | 22276.5039 | 73523.2709 | 0.15 | 2.7349 | 0.04 | 8.5 | 24.8618 | 3.75 | 3.75 | 1.75 | 14.5647 | 5.3147 | 118393.4017 | 0 | 0.5 | 32.8618 | 146239.0315 | 12.1% | 28840.3085 | 878284.0524 | 2015 | 0 | 156770.2174 | 156770.2174
2001-06-01 | 2001 | 49.4065 | 9239.103 | 71169.6087 | 0.15 | 2.7416 | 0.04 | 8.5 | 24.9182 | 3.75 | 3.75 | 1.75 | 24.4883 | 15.2383 | 140787.9745 | 0 | 0.5 | 32.9182 | 152336.8533 | 12.1% | 23059.742 | 456471.4857 | 2016 | 0 | 163827.324 | 163827.324
2001-07-01 | 2001 | 44.1313 | 22276.5039 | 73560.587 | 0.15 | 2.7583 | 0.04 | 8.5 | 25.0603 | 3.75 | 3.75 | 1.75 | 19.0709 | 9.8209 | 218775.7793 | 0 | 0.5 | 33.0603 | 246621.4091 | 12.1% | 40991.473 | 983090.2146 | 2017 | 0 | 162186.6925 | 162186.6925
2001-08-01 | 2001 | 57.1215 | 22276.5039 | 73579.245 | 0.15 | 2.7711 | 0.04 | 8.5 | 25.1694 | 3.75 | 3.75 | 1.75 | 31.9521 | 22.7021 | 505723.9111 | 0 | 0.5 | 33.1694 | 533569.5409 | 12.1% | 75726.1947 | 1272467.0849 | 2018 | 0 | 154679.2451 | 154679.2451
2001-09-01 | 2001 | 49.6579 | 21557.907 | 71223.7772 | 0.15 | 2.784 | 0.04 | 8.5 | 25.2787 | 3.75 | 3.75 | 1.75 | 24.3792 | 15.1292 | 326153.558 | 0 | 0.5 | 33.2787 | 353100.9417 | 12.1% | 53521.3922 | 1070519.9502 | 2019 | 0 | 170720.1458 | 170720.1458
2001-10-01 | 2001 | 50.1156 | 20950.5215 | 94065.6059 | 0.15 | 2.8851 | 0.04 | 8.5 | 26.1382 | 3.75 | 3.75 | 1.75 | 23.9773 | 14.7273 | 308545.4343 | 0 | 0.5 | 34.1382 | 334733.5862 | 12.1% | 50994.3535 | 1049947.5498 | 2020 | 0 | 161483.6735 | 161483.6735
2001-11-01 | 2001 | 47.8419 | 18307.1115 | 91054.3032 | 0.15 | 2.9846 | 0.04 | 8.5 | 26.9842 | 3.75 | 3.75 | 1.75 | 20.8577 | 11.6077 | 212503.5213 | 0 | 0.5 | 34.9842 | 235387.4107 | 12.1% | 37646.915 | 875847.3841 | 2021 | 0 | 167429.9282 | 167429.9282
2001-12-01 | 2001 | 46.9226 | 18589.4174 | 94113.2875 | 0.15 | 3.0904 | 0.04 | 8.5 | 27.883 | 3.75 | 3.75 | 1.75 | 19.0396 | 9.7896 | 181982.145 | 0 | 0.5 | 35.883 | 205218.9168 | 12.1% | 34136.2085 | 872263.8231 | 2022 | 0 | 28755.3167 | 28755.3167
2002-01-01 | 2002 | 50.774 | 10231.4511 | 94137.1283 | 0.15 | 2.9651 | 0.04 | 8.5 | 26.8179 | 3.75 | 3.75 | 1.75 | 23.9561 | 14.7061 | 150464.5589 | 0 | 0.5 | 34.8179 | 163253.8728 | 12.1% | 24877.4079 | 519491.8719 | 2023 | 0 | 0 | 0
2002-02-01 | 2002 | 42.2741 | 11360.6748 | 85048.6173 | 0.15 | 2.7416 | 0.04 | 8.5 | 24.9186 | 3.75 | 3.75 | 1.75 | 17.3555 | 8.1055 | 92083.7823 | 0 | 0.5 | 32.9186 | 106284.6258 | 12.1% | 18545.9618 | 480262.1913 | 2024 | 0 | 0 | 0
2002-03-01 | 2002 | 35.6395 | 18982.9348 | 94184.81 | 0.15 | 2.5923 | 0.04 | 8.5 | 23.6495 | 3.75 | 3.75 | 1.75 | 11.99 | 2.74 | 52013.5062 | 0 | 0.5 | 31.6495 | 75742.1747 | 12.1% | 18659.9653 | 676542.6557
2002-04-01 | 2002 | 40.1996 | 11805.5205 | 91169.6621 | 0.15 | 2.5077 | 0.04 | 8.5 | 22.9302 | 3.75 | 3.75 | 1.75 | 17.2695 | 8.0195 | 94673.8093 | 0 | 0.5 | 30.9302 | 109430.7099 | 12.1% | 19149.2143 | 474577.6959
2002-05-01 | 2002 | 40.1241 | 9547.0731 | 73747.1674 | 0.15 | 2.4779 | 0.04 | 8.5 | 22.6772 | 3.75 | 3.75 | 1.75 | 17.4469 | 8.1969 | 78256.7445 | 0 | 0.5 | 30.6772 | 90190.5859 | 12.1% | 15690.9971 | 383067.7017
2002-06-01 | 2002 | 38.57 | 9239.103 | 31727.2367 | 0.15 | 2.494 | 0.04 | 8.5 | 22.8136 | 3.75 | 3.75 | 1.75 | 15.7564 | 6.5064 | 60113.5368 | 0 | 0.5 | 30.8136 | 71662.4155 | 12.1% | 13294.1996 | 356352.4235
2002-07-01 | 2002 | 51.8014 | 9547.0731 | 73784.4834 | 0.15 | 2.5462 | 0.04 | 8.5 | 23.2575 | 3.75 | 3.75 | 1.75 | 28.5438 | 19.2938 | 184199.5789 | 0 | 0.5 | 31.2575 | 196133.4202 | 12.1% | 28515.2481 | 494551.3259
2002-08-01 | 2002 | 45.4809 | 22276.5039 | 73803.1415 | 0.15 | 2.6254 | 0.04 | 8.5 | 23.9311 | 3.75 | 3.75 | 1.75 | 21.5498 | 12.2998 | 273996.2572 | 0 | 0.5 | 31.9311 | 301841.8871 | 12.1% | 47675.8446 | 1013154.7496
2002-09-01 | 2002 | 56.961 | 9239.103 | 71440.4511 | 0.15 | 2.722 | 0.04 | 8.5 | 24.7524 | 3.75 | 3.75 | 1.75 | 32.2086 | 22.9586 | 212117.0007 | 0 | 0.5 | 32.7524 | 223665.8795 | 12.1% | 31694.0337 | 526268.564
2002-10-01 | 2002 | 51.7438 | 12199.0378 | 94351.6957 | 0.15 | 2.8263 | 0.04 | 8.5 | 25.6389 | 3.75 | 3.75 | 1.75 | 26.1049 | 16.8549 | 205613.9587 | 0 | 0.5 | 33.6389 | 220862.756 | 12.1% | 32834.6864 | 631224.6762
2002-11-01 | 2002 | 37.3207 | 18307.1115 | 91331.1644 | 0.15 | 2.929 | 0.04 | 8.5 | 26.5113 | 3.75 | 3.75 | 1.75 | 10.8094 | 1.5594 | 28548.8584 | 0 | 0.5 | 34.5113 | 51432.7478 | 12.1% | 15379.4272 | 683234.7033
2002-12-01 | 2002 | 41.7506 | 10932.9385 | 94399.3774 | 0.15 | 3.038 | 0.04 | 8.5 | 27.4383 | 3.75 | 3.75 | 1.75 | 14.3122 | 5.0622 | 55345.1776 | 0 | 0.5 | 35.4383 | 69011.3507 | 12.1% | 13820.2092 | 456456.3808
2003-01-01 | 2003 | 41.8095 | 9204.8841 | 94423.2182 | 0.15 | 2.9164 | 0.04 | 8.5 | 26.4045 | 3.75 | 3.75 | 1.75 | 15.405 | 6.155 | 56656.2576 | 0 | 0.5 | 34.4045 | 68162.3627 | 12.1% | 12853.413 | 384851.7787
2003-02-01 | 2003 | 34.8175 | 9444.4164 | 85307.0211 | 0.15 | 2.685 | 0.04 | 8.5 | 24.4378 | 3.75 | 3.75 | 1.75 | 10.3796 | 1.1296 | 10668.6919 | 0 | 0.5 | 32.4378 | 22474.2124 | 12.1% | 7442.6842 | 328830.6091
2003-03-01 | 2003 | 32.1032 | 10231.4511 | 94470.8999 | 0.15 | 2.5304 | 0.04 | 8.5 | 23.1238 | 3.75 | 3.75 | 1.75 | 8.9795 | 0 | 0 | 0 | 0.5 | 31.1238 | 10021.6167 | 12.1% | 6328.83 | 328462.7596
2003-04-01 | 2003 | 31.8745 | 10231.4511 | 91446.5232 | 0.15 | 2.4428 | 0.04 | 8.5 | 22.3786 | 3.75 | 3.75 | 1.75 | 9.496 | 0.24599 | 2516.7844 | 0 | 0.5 | 30.3786 | 15306.0982 | 12.1% | 6968.5101 | 326122.8706
2003-05-01 | 2003 | 32.1832 | 8007.2226 | 73971.0638 | 0.15 | 2.4119 | 0.04 | 8.5 | 22.1161 | 3.75 | 3.75 | 1.75 | 10.0671 | 0.81706 | 6542.3823 | 0 | 0.5 | 30.1161 | 16551.4105 | 12.1% | 6007.1394 | 257697.8494
2003-06-01 | 2003 | 30.5362 | 9239.103 | 31823.5363 | 0.15 | 2.441 | 0.04 | 8.5 | 22.3638 | 3.75 | 3.75 | 1.75 | 8.1724 | 0 | 0 | 0 | 0.5 | 30.3638 | 1593.0039 | 12.1% | 4812.3827 | 282126.8815
2003-07-01 | 2003 | 35.2414 | 22276.5039 | 74008.3799 | 0.15 | 2.5077 | 0.04 | 8.5 | 22.9301 | 3.75 | 3.75 | 1.75 | 12.3113 | 3.0613 | 68194.2555 | 0 | 0.5 | 30.9301 | 96039.8854 | 12.1% | 22763.763 | 785054.7543
2003-08-01 | 2003 | 42.3453 | 22276.5039 | 74027.0379 | 0.15 | 2.6023 | 0.04 | 8.5 | 23.7345 | 3.75 | 3.75 | 1.75 | 18.6108 | 9.3608 | 208526.409 | 0 | 0.5 | 31.7345 | 236372.0389 | 12.1% | 39750.7992 | 943304.9858
2003-09-01 | 2003 | 38.2481 | 21557.907 | 71657.1251 | 0.15 | 2.715 | 0.04 | 8.5 | 24.6921 | 3.75 | 3.75 | 1.75 | 13.556 | 4.306 | 92827.2769 | 0 | 0.5 | 32.6921 | 119774.6606 | 12.1% | 25277.5302 | 824548.3797
2003-10-01 | 2003 | 41.3095 | 12199.0378 | 94637.7856 | 0.15 | 2.8356 | 0.04 | 8.5 | 25.7177 | 3.75 | 3.75 | 1.75 | 15.5918 | 6.3418 | 77363.9195 | 0 | 0.5 | 33.7177 | 92612.7168 | 12.1% | 17310.1754 | 503935.6727
2003-11-01 | 2003 | 44.1974 | 7476.8296 | 91608.0256 | 0.15 | 2.9546 | 0.04 | 8.5 | 26.7289 | 3.75 | 3.75 | 1.75 | 17.4685 | 8.2185 | 61448.1387 | 0 | 0.5 | 34.7289 | 70794.1758 | 12.1% | 12307.9635 | 330456.5027
2003-12-01 | 2003 | 43.0177 | 8657.3817 | 94147.8801 | 0.15 | 3.0803 | 0.04 | 8.5 | 27.7972 | 3.75 | 3.75 | 1.75 | 15.2205 | 5.9705 | 51689.1037 | 0 | 0.5 | 35.7972 | 62510.8308 | 12.1% | 11895.5507 | 372420.4933
2004-01-01 | 2004 | 37.9026 | 8263.8643 | 94163.7739 | 0.15 | 2.9586 | 0.04 | 8.5 | 26.7631 | 3.75 | 3.75 | 1.75 | 11.1395 | 1.8895 | 15614.5887 | 0 | 0.5 | 34.7631 | 25944.4191 | 12.1% | 7272.4725 | 313221.7294
2004-02-01 | 2004 | 30.5167 | 8417.8494 | 30644.7166 | 0.15 | 2.7326 | 0.04 | 8.5 | 24.8422 | 3.75 | 3.75 | 1.75 | 5.6745 | 0 | 0 | 0 | 0.5 | 32.8422 | 0 | 12.1% | 4208.9247 | 256884.9426
2004-03-01 | 2004 | 29.4685 | 9050.899 | 32763.6736 | 0.15 | 2.5861 | 0.04 | 8.5 | 23.5965 | 3.75 | 3.75 | 1.75 | 5.8721 | 0 | 0 | 0 | 0.5 | 31.5965 | 0 | 12.1% | 4525.4495 | 266716.6043
2004-04-01 | 2004 | 29.1971 | 10231.4511 | 91172.3764 | 0.15 | 2.5085 | 0.04 | 8.5 | 22.937 | 3.75 | 3.75 | 1.75 | 6.2601 | 0 | 0 | 0 | 0.5 | 30.937 | 0 | 12.1% | 5115.7255 | 298728.6362
2004-05-01 | 2004 | 29.6531 | 7699.2525 | 73743.1431 | 0.15 | 2.4896 | 0.04 | 8.5 | 22.7762 | 3.75 | 3.75 | 1.75 | 6.8769 | 0 | 0 | 0 | 0.5 | 30.7762 | 0 | 12.1% | 3849.6262 | 228306.5645
2004-06-01 | 2004 | 30.3753 | 4790.646 | 0 | 0.15 | 2.5196 | 0.04 | 8.5 | 23.0318 | 3.75 | 3.75 | 1.75 | 7.3435 | 0 | 0 | 0 | 0.5 | 31.0318 | 0 | 12.1% | 2395.323 | 145517.2149
2004-07-01 | 2004 | 41.0815 | 9547.0731 | 73768.0205 | 0.15 | 2.5884 | 0.04 | 8.5 | 23.6164 | 3.75 | 3.75 | 1.75 | 17.4651 | 8.2151 | 78430.4014 | 0 | 0.5 | 31.6164 | 90364.2427 | 12.1% | 15712.018 | 392208.4723
2004-08-01 | 2004 | 37.7672 | 22276.5039 | 73780.4591 | 0.15 | 2.6861 | 0.04 | 8.5 | 24.4467 | 3.75 | 3.75 | 1.75 | 13.3205 | 4.0705 | 90676.4601 | 0 | 0.5 | 32.4467 | 118522.09 | 12.1% | 25485.2065 | 841320.2919
2004-09-01 | 2004 | 43.0409 | 9239.103 | 71412.4818 | 0.15 | 2.8024 | 0.04 | 8.5 | 25.4352 | 3.75 | 3.75 | 1.75 | 17.6057 | 8.3557 | 77199.2756 | 0 | 0.5 | 33.4352 | 88748.1544 | 12.1% | 15362.4074 | 397658.9755
2004-10-01 | 2004 | 38.4389 | 10231.4511 | 94306.8189 | 0.15 | 2.9269 | 0.04 | 8.5 | 26.4937 | 3.75 | 3.75 | 1.75 | 11.9452 | 2.6952 | 27575.8642 | 0 | 0.5 | 34.4937 | 40365.1781 | 12.1% | 10001.8812 | 393285.8501
2004-11-01 | 2004 | 38.077 | 8263.8643 | 91280.0446 | 0.15 | 3.0497 | 0.04 | 8.5 | 27.5375 | 3.75 | 3.75 | 1.75 | 10.5395 | 1.2895 | 10656.1718 | 0 | 0.5 | 35.5375 | 20986.0022 | 12.1% | 6672.2622 | 314663.4651
2004-12-01 | 2004 | 39.732 | 9050.899 | 94338.6067 | 0.15 | 3.1794 | 0.04 | 8.5 | 28.6402 | 3.75 | 3.75 | 1.75 | 11.0919 | 1.8419 | 16670.4684 | 0 | 0.5 | 36.6402 | 27984.0922 | 12.1% | 7912.8898 | 359610.5226
2005-01-01 | 2005 | 37.4158 | 8263.8643 | 94354.5005 | 0.15 | 3.0462 | 0.04 | 8.5 | 27.5075 | 3.75 | 3.75 | 1.75 | 9.9083 | 0.65832 | 5440.2366 | 0 | 0.5 | 35.5075 | 15770.0671 | 12.1% | 6040.8796 | 309198.9247
2005-02-01 | 2005 | 30.8898 | 7870.347 | 85237.7756 | 0.15 | 2.8135 | 0.04 | 8.5 | 25.5297 | 3.75 | 3.75 | 1.75 | 5.3601 | 0 | 0 | 0 | 0.5 | 33.5297 | 0 | 12.1% | 3935.1735 | 243113.6217
2005-03-01 | 2005 | 0 | 0 | 94386.2883 | 0.15 | 2.6625 | 0.04 | 8.5 | 24.2459 | 3.75 | 3.75 | 1.75 | 0 | 0 | 0 | 0 | 0.5 | 32.2459 | 0 | 12.1% | 0 | 0
2005-04-01 | 2005 | 28.6342 | 10231.4511 | 91356.9505 | 0.15 | 2.5826 | 0.04 | 8.5 | 23.567 | 3.75 | 3.75 | 1.75 | 5.0672 | 0 | 0 | 0 | 0.5 | 31.567 | 0 | 12.1% | 5115.7255 | 292969.2534
2005-05-01 | 2005 | 28.7331 | 7699.2525 | 73892.4074 | 0.15 | 2.5631 | 0.04 | 8.5 | 23.4014 | 3.75 | 3.75 | 1.75 | 5.3317 | 0 | 0 | 0 | 0.5 | 31.4014 | 0 | 12.1% | 3849.6262 | 221223.0412
2005-06-01 | 2005 | 34.8548 | 1231.8804 | 31787.0306 | 0.15 | 2.5941 | 0.04 | 8.5 | 23.6646 | 3.75 | 3.75 | 1.75 | 11.1903 | 1.9403 | 2390.1567 | 0 | 0.5 | 31.6646 | 3930.0072 | 12.1% | 1091.6628 | 42936.9696
2005-07-01 | 2005 | 41.533 | 9547.0731 | 73917.2847 | 0.15 | 2.6649 | 0.04 | 8.5 | 24.2664 | 3.75 | 3.75 | 1.75 | 17.2665 | 8.0165 | 76534.2562 | 0 | 0.5 | 32.2664 | 88468.0976 | 12.1% | 15482.492 | 396518.1248
2005-08-01 | 2005 | 55.5564 | 9547.0731 | 73929.7234 | 0.15 | 2.7654 | 0.04 | 8.5 | 25.1212 | 3.75 | 3.75 | 1.75 | 30.4352 | 21.1852 | 202256.9508 | 0 | 0.5 | 33.1212 | 214190.7922 | 12.1% | 30701.0709 | 530401.4302
2005-09-01 | 2005 | 45.4103 | 9239.103 | 71556.9311 | 0.15 | 2.8852 | 0.04 | 8.5 | 26.1389 | 3.75 | 3.75 | 1.75 | 19.2714 | 10.0214 | 92588.4791 | 0 | 0.5 | 34.1389 | 104137.3579 | 12.1% | 17225.2518 | 419550.2408
2005-10-01 | 2005 | 40.187 | 10231.4511 | 94497.5455 | 0.15 | 3.0134 | 0.04 | 8.5 | 27.2287 | 3.75 | 3.75 | 1.75 | 12.9582 | 3.7082 | 37940.7006 | 0 | 0.5 | 35.2287 | 50730.0144 | 12.1% | 11256.532 | 411171.1008
2005-11-01 | 2005 | 42.1469 | 8263.8643 | 91464.6187 | 0.15 | 3.1398 | 0.04 | 8.5 | 28.3034 | 3.75 | 3.75 | 1.75 | 13.8435 | 4.5935 | 37959.7383 | 0 | 0.5 | 36.3034 | 48289.5687 | 12.1% | 9977.3256 | 348296.0678
2005-12-01 | 2005 | 41.193 | 8263.8643 | 94529.3332 | 0.15 | 3.2734 | 0.04 | 8.5 | 29.4386 | 3.75 | 3.75 | 1.75 | 11.7544 | 2.5044 | 20696.229 | 0 | 0.5 | 37.4386 | 31026.0594 | 12.1% | 7887.5989 | 340413.6514
2006-01-01 | 2006 | 40.515 | 8263.8643 | 94545.2271 | 0.15 | 3.1477 | 0.04 | 8.5 | 28.3709 | 3.75 | 3.75 | 1.75 | 12.1442 | 2.8942 | 23916.9671 | 0 | 0.5 | 36.3709 | 34246.7975 | 12.1% | 8277.4653 | 334810.7084
2006-02-01 | 2006 | 31.3636 | 7870.347 | 85410.0448 | 0.15 | 2.9073 | 0.04 | 8.5 | 26.3272 | 3.75 | 3.75 | 1.75 | 5.0365 | 0 | 0 | 0 | 0.5 | 34.3272 | 0 | 12.1% | 3935.1735 | 246842.6971
2006-03-01 | 2006 | 30.2633 | 9050.899 | 94577.0149 | 0.15 | 2.7512 | 0.04 | 8.5 | 25.0005 | 3.75 | 3.75 | 1.75 | 5.2628 | 0 | 0 | 0 | 0.5 | 33.0005 | 0 | 12.1% | 4525.4495 | 273910.1116
2006-04-01 | 2006 | 29.9473 | 7870.347 | 91541.5246 | 0.15 | 2.6687 | 0.04 | 8.5 | 24.299 | 3.75 | 3.75 | 1.75 | 5.6483 | 0 | 0 | 0 | 0.5 | 32.299 | 0 | 12.1% | 3935.1735 | 235695.6926
2006-05-01 | 2006 | 29.2847 | 6775.3422 | 74041.6716 | 0.15 | 2.6486 | 0.04 | 8.5 | 24.1279 | 3.75 | 3.75 | 1.75 | 5.1568 | 0 | 0 | 0 | 0.5 | 32.1279 | 0 | 12.1% | 3387.6711 | 198413.887
2006-06-01 | 2006 | 30.4716 | 4243.1436 | 31851.2303 | 0.15 | 2.6806 | 0.04 | 8.5 | 24.3998 | 3.75 | 3.75 | 1.75 | 6.0718 | 0 | 0 | 0 | 0.5 | 32.3998 | 0 | 12.1% | 2121.5718 | 129295.4657
2006-07-01 | 2006 | 41.9768 | 9547.0731 | 74066.549 | 0.15 | 2.7537 | 0.04 | 8.5 | 25.0218 | 3.75 | 3.75 | 1.75 | 16.955 | 7.705 | 73560.3493 | 0 | 0.5 | 33.0218 | 85494.1907 | 12.1% | 15122.5042 | 400755.4034
2006-08-01 | 2006 | 57.6553 | 9547.0731 | 74078.9877 | 0.15 | 2.8577 | 0.04 | 8.5 | 25.905 | 3.75 | 3.75 | 1.75 | 31.7503 | 22.5003 | 214812.0122 | 0 | 0.5 | 33.905 | 226745.8535 | 12.1% | 32220.8458 | 550439.7989
2006-09-01 | 2006 | 46.8935 | 9239.103 | 71701.3804 | 0.15 | 2.9814 | 0.04 | 8.5 | 26.9567 | 3.75 | 3.75 | 1.75 | 19.9369 | 10.6869 | 98736.962 | 0 | 0.5 | 34.9567 | 110285.8408 | 12.1% | 17969.5181 | 433254.1705
2006-10-01 | 2006 | 42.0188 | 10231.4511 | 94688.2721 | 0.15 | 3.1139 | 0.04 | 8.5 | 28.0828 | 3.75 | 3.75 | 1.75 | 13.9359 | 4.6859 | 47943.6767 | 0 | 0.5 | 36.0828 | 60732.9906 | 12.1% | 12467.3801 | 429912.8574
2006-11-01 | 2006 | 44.5793 | 8263.8643 | 91649.1929 | 0.15 | 3.2445 | 0.04 | 8.5 | 29.1934 | 3.75 | 3.75 | 1.75 | 15.386 | 6.136 | 50706.842 | 0 | 0.5 | 37.1934 | 61036.6724 | 12.1% | 11520.347 | 368397.5612
2006-12-01 | 2006 | 41.5049 | 7870.347 | 94720.0598 | 0.15 | 3.3825 | 0.04 | 8.5 | 30.3664 | 3.75 | 3.75 | 1.75 | 11.1385 | 1.8885 | 14863.4673 | 0 | 0.5 | 38.3664 | 24701.4011 | 12.1% | 6925.248 | 326658.3548
2007-01-01 | 2007 | 40.8219 | 8657.3817 | 94735.9537 | 0.15 | 3.2445 | 0.04 | 8.5 | 29.1937 | 3.75 | 3.75 | 1.75 | 11.6282 | 2.3782 | 20589.3201 | 0 | 0.5 | 37.1937 | 31411.0473 | 12.1% | 8130.9598 | 353410.7382
2007-02-01 | 2007 | 34.5946 | 7870.347 | 85582.314 | 0.15 | 2.9967 | 0.04 | 8.5 | 27.0871 | 3.75 | 3.75 | 1.75 | 7.5075 | 0 | 0 | 0 | 0.5 | 35.0871 | 0 | 12.1% | 3935.1735 | 272271.5794
2007-03-01 | 2007 | 32.9898 | 8657.3817 | 94767.7415 | 0.15 | 2.8358 | 0.04 | 8.5 | 25.7197 | 3.75 | 3.75 | 1.75 | 7.2701 | 0 | 0 | 0 | 0.5 | 33.7197 | 0 | 12.1% | 4328.6908 | 285605.0266
2007-04-01 | 2007 | 31.5337 | 8263.8643 | 91726.0987 | 0.15 | 2.7508 | 0.04 | 8.5 | 24.9965 | 3.75 | 3.75 | 1.75 | 6.5372 | 0 | 0 | 0 | 0.5 | 32.9965 | 0 | 12.1% | 4131.9322 | 260590.4886
2007-05-01 | 2007 | 31.6764 | 6775.3422 | 74190.9359 | 0.15 | 2.73 | 0.04 | 8.5 | 24.8202 | 3.75 | 3.75 | 1.75 | 6.8562 | 0 | 0 | 0 | 0.5 | 32.8202 | 0 | 12.1% | 3387.6711 | 214618.6764
2007-06-01 | 2007 | 31.9671 | 4414.2381 | 31915.4299 | 0.15 | 2.763 | 0.04 | 8.5 | 25.1005 | 3.75 | 3.75 | 1.75 | 6.8666 | 0 | 0 | 0 | 0.5 | 33.1005 | 0 | 12.1% | 2207.119 | 141110.3354
2007-07-01 | 2007 | 43.1214 | 9547.0731 | 74215.8133 | 0.15 | 2.8384 | 0.04 | 8.5 | 25.7416 | 3.75 | 3.75 | 1.75 | 17.3799 | 8.1299 | 77616.4354 | 0 | 0.5 | 33.7416 | 89550.2768 | 12.1% | 15613.4884 | 411683.4711
2007-08-01 | 2007 | 60.077 | 9547.0731 | 74228.252 | 0.15 | 2.9455 | 0.04 | 8.5 | 26.652 | 3.75 | 3.75 | 1.75 | 33.425 | 24.175 | 230800.7431 | 0 | 0.5 | 34.652 | 242734.5845 | 12.1% | 34156.2622 | 573559.833
2007-09-01 | 2007 | 47.367 | 9239.103 | 71845.8297 | 0.15 | 3.0731 | 0.04 | 8.5 | 27.736 | 3.75 | 3.75 | 1.75 | 19.6311 | 10.3811 | 95911.6875 | 0 | 0.5 | 35.736 | 107460.5663 | 12.1% | 17627.5221 | 437628.9453
2007-10-01 | 2007 | 42.6977 | 10624.9685 | 94878.9987 | 0.15 | 3.2096 | 0.04 | 8.5 | 28.8968 | 3.75 | 3.75 | 1.75 | 13.8009 | 4.5509 | 48353.4515 | 0 | 0.5 | 36.8968 | 61634.6621 | 12.1% | 12773.285 | 453661.7721
2007-11-01 | 2007 | 45.5681 | 8263.8643 | 91833.767 | 0.15 | 3.3443 | 0.04 | 8.5 | 30.0414 | 3.75 | 3.75 | 1.75 | 15.5267 | 6.2767 | 51869.5943 | 0 | 0.5 | 38.0414 | 62199.4247 | 12.1% | 11661.0967 | 376568.7631
2007-12-01 | 2007 | 45.9395 | 7870.347 | 93493.4261 | 0.15 | 3.4865 | 0.04 | 8.5 | 31.2506 | 3.75 | 3.75 | 1.75 | 14.6889 | 5.4389 | 42805.9445 | 0 | 0.5 | 39.2506 | 52643.8782 | 12.1% | 10307.6508 | 361559.4555
2008-01-01 | 2008 | 42.2398 | 8657.3817 | 93518.2018 | 0.15 | 3.3414 | 0.04 | 8.5 | 30.0172 | 3.75 | 3.75 | 1.75 | 12.2226 | 2.9726 | 25734.8161 | 0 | 0.5 | 38.0172 | 36556.5432 | 12.1% | 8753.8159 | 365686.03
2008-02-01 | 2008 | 34.1379 | 8263.8643 | 87507.9468 | 0.15 | 3.0862 | 0.04 | 8.5 | 27.8478 | 3.75 | 3.75 | 1.75 | 6.2901 | 0 | 0 | 0 | 0.5 | 35.8478 | 0 | 12.1% | 4131.9322 | 282111.0612
2008-03-01 | 2008 | 33.8965 | 8263.8643 | 93567.7534 | 0.15 | 2.9207 | 0.04 | 8.5 | 26.4408 | 3.75 | 3.75 | 1.75 | 7.4556 | 0 | 0 | 0 | 0.5 | 34.4408 | 0 | 12.1% | 4131.9322 | 280115.7856
2008-04-01 | 2008 | 32.4216 | 8657.3817 | 90573.4153 | 0.15 | 2.8331 | 0.04 | 8.5 | 25.6961 | 3.75 | 3.75 | 1.75 | 6.7255 | 0 | 0 | 0 | 0.5 | 33.6961 | 0 | 12.1% | 4328.6908 | 280685.9911
2008-05-01 | 2008 | 33.0235 | 6467.3721 | 73265.7169 | 0.15 | 2.8117 | 0.04 | 8.5 | 25.5144 | 3.75 | 3.75 | 1.75 | 7.5091 | 0 | 0 | 0 | 0.5 | 33.5144 | 0 | 12.1% | 3233.686 | 213575.5678
2008-06-01 | 2008 | 32.0643 | 7699.2525 | 70921.0709 | 0.15 | 2.8457 | 0.04 | 8.5 | 25.8031 | 3.75 | 3.75 | 1.75 | 6.2612 | 0 | 0 | 0 | 0.5 | 33.8031 | 0 | 12.1% | 3849.6262 | 246871.147
2008-07-01 | 2008 | 43.39 | 9547.0731 | 73304.4963 | 0.15 | 2.9233 | 0.04 | 8.5 | 26.4634 | 3.75 | 3.75 | 1.75 | 16.9266 | 7.6766 | 73288.9838 | 0 | 0.5 | 34.4634 | 85222.8252 | 12.1% | 15089.6557 | 414247.2133
2008-08-01 | 2008 | 69.3325 | 9547.0731 | 73323.886 | 0.15 | 3.0337 | 0.04 | 8.5 | 27.4011 | 3.75 | 3.75 | 1.75 | 41.9314 | 32.6814 | 312011.809 | 0 | 0.5 | 35.4011 | 323945.6504 | 12.1% | 43986.7628 | 661922.1393
2008-09-01 | 2008 | 47.5326 | 9239.103 | 70977.3636 | 0.15 | 3.165 | 0.04 | 8.5 | 28.5175 | 3.75 | 3.75 | 1.75 | 19.0152 | 9.7652 | 90221.3423 | 0 | 0.5 | 36.5175 | 101770.2211 | 12.1% | 16938.7127 | 439158.7788
2008-10-01 | 2008 | 42.4562 | 10624.9685 | 93741.1837 | 0.15 | 3.3056 | 0.04 | 8.5 | 29.713 | 3.75 | 3.75 | 1.75 | 12.7432 | 3.4932 | 37115.203 | 0 | 0.5 | 37.713 | 50396.4136 | 12.1% | 11412.9087 | 451095.7188
2008-11-01 | 2008 | 47.2557 | 7476.8296 | 90741.2511 | 0.15 | 3.4443 | 0.04 | 8.5 | 30.8919 | 3.75 | 3.75 | 1.75 | 16.3638 | 7.1138 | 53188.9694 | 0 | 0.5 | 38.8919 | 62535.0064 | 12.1% | 11308.2011 | 353323.1138
2008-12-01 | 2008 | 45.7204 | 8657.3817 | 93790.7352 | 0.15 | 3.5908 | 0.04 | 8.5 | 32.1372 | 3.75 | 3.75 | 1.75 | 13.5832 | 4.3332 | 37514.2097 | 0 | 0.5 | 40.1372 | 48335.9368 | 12.1% | 10179.6971 | 395818.9577
2009-01-01 | 2009 | 41.5581 | 8263.8643 | 93815.5109 | 0.15 | 3.4318 | 0.04 | 8.5 | 30.785 | 3.75 | 3.75 | 1.75 | 10.7731 | 1.5231 | 12586.3625 | 0 | 0.5 | 38.785 | 22916.1929 | 12.1% | 6905.9094 | 343430.3788
2009-02-01 | 2009 | 36.4454 | 7870.347 | 84758.9686 | 0.15 | 3.1696 | 0.04 | 8.5 | 28.5569 | 3.75 | 3.75 | 1.75 | 7.8885 | 0 | 0 | 0 | 0.5 | 36.5569 | 0 | 12.1% | 3935.1735 | 286838.0168
2009-03-01 | 2009 | 34.5198 | 8657.3817 | 93865.0625 | 0.15 | 2.9995 | 0.04 | 8.5 | 27.1106 | 3.75 | 3.75 | 1.75 | 7.4092 | 0 | 0 | 0 | 0.5 | 35.1106 | 0 | 12.1% | 4328.6908 | 298850.9636
2009-04-01 | 2009 | 34.1176 | 8657.3817 | 90861.1338 | 0.15 | 2.9095 | 0.04 | 8.5 | 26.3457 | 3.75 | 3.75 | 1.75 | 7.7719 | 0 | 0 | 0 | 0.5 | 34.3457 | 0 | 12.1% | 4328.6908 | 295369.4788
2009-05-01 | 2009 | 33.8193 | 6159.402 | 73498.3935 | 0.15 | 2.8876 | 0.04 | 8.5 | 26.1592 | 3.75 | 3.75 | 1.75 | 7.6601 | 0 | 0 | 0 | 0.5 | 34.1592 | 0 | 12.1% | 3079.701 | 208306.6677
2009-06-01 | 2009 | 34.1434 | 3558.7656 | 71146.2419 | 0.15 | 2.9224 | 0.04 | 8.5 | 26.4557 | 3.75 | 3.75 | 1.75 | 7.6877 | 0 | 0 | 0 | 0.5 | 34.4557 | 0 | 12.1% | 1779.3828 | 121508.2925
2009-07-01 | 2009 | 43.917 | 9547.0731 | 73537.173 | 0.15 | 3.0022 | 0.04 | 8.5 | 27.1337 | 3.75 | 3.75 | 1.75 | 16.7832 | 7.5332 | 71920.1973 | 0 | 0.5 | 35.1337 | 83854.0387 | 12.1% | 14923.9658 | 419278.3994
2009-08-01 | 2009 | 70.1546 | 9547.0731 | 73556.5627 | 0.15 | 3.1155 | 0.04 | 8.5 | 28.0967 | 3.75 | 3.75 | 1.75 | 42.0578 | 32.8078 | 313218.8385 | 0 | 0.5 | 36.0967 | 325152.6799 | 12.1% | 44132.8722 | 669770.6512
2009-09-01 | 2009 | 47.9181 | 9239.103 | 71202.5346 | 0.15 | 3.2504 | 0.04 | 8.5 | 29.2432 | 3.75 | 3.75 | 1.75 | 18.6748 | 9.4248 | 87077.1438 | 0 | 0.5 | 37.2432 | 98626.0225 | 12.1% | 16558.1113 | 442720.0869
2009-10-01 | 2009 | 44.0711 | 10624.9685 | 94038.4928 | 0.15 | 3.3948 | 0.04 | 8.5 | 30.471 | 3.75 | 3.75 | 1.75 | 13.6001 | 4.3501 | 46219.9474 | 0 | 0.5 | 38.471 | 59501.158 | 12.1% | 12515.0269 | 468254.4829
2009-11-01 | 2009 | 49.7585 | 7870.347 | 91028.9695 | 0.15 | 3.5373 | 0.04 | 8.5 | 31.6817 | 3.75 | 3.75 | 1.75 | 18.0768 | 8.8268 | 69469.7255 | 0 | 0.5 | 39.6817 | 79307.6593 | 12.1% | 13535.269 | 391616.6583
2009-12-01 | 2009 | 45.93 | 8657.3817 | 94088.0443 | 0.15 | 3.6877 | 0.04 | 8.5 | 32.9606 | 3.75 | 3.75 | 1.75 | 12.9693 | 3.7193 | 32199.6782 | 0 | 0.5 | 40.9606 | 43021.4053 | 12.1% | 9536.3795 | 397633.156
2010-01-01 | 2010 | 43.2033 | 7870.347 | 94112.82 | 0.15 | 3.522 | 0.04 | 8.5 | 31.5517 | 3.75 | 3.75 | 1.75 | 11.6515 | 2.4015 | 18900.9707 | 0 | 0.5 | 39.5517 | 28738.9045 | 12.1% | 7413.9829 | 340024.6711
2010-02-01 | 2010 | 38.1552 | 7870.347 | 85027.5059 | 0.15 | 3.2529 | 0.04 | 8.5 | 29.2651 | 3.75 | 3.75 | 1.75 | 8.8901 | 0 | 0 | 0 | 0.5 | 37.2651 | 7005.699 | 12.1% | 4783.2048 | 300294.7401
2010-03-01 | 2010 | 35.6266 | 9050.899 | 94162.3715 | 0.15 | 3.0783 | 0.04 | 8.5 | 27.7807 | 3.75 | 3.75 | 1.75 | 7.8459 | 0 | 0 | 0 | 0.5 | 35.7807 | 0 | 12.1% | 4525.4495 | 322452.6087
2010-04-01 | 2010 | 34.5207 | 8657.3817 | 91148.8522 | 0.15 | 2.986 | 0.04 | 8.5 | 26.9957 | 3.75 | 3.75 | 1.75 | 7.525 | 0 | 0 | 0 | 0.5 | 34.9957 | 0 | 12.1% | 4328.6908 | 298858.8496
2010-05-01 | 2010 | 34.6067 | 6159.402 | 73731.0702 | 0.15 | 2.9634 | 0.04 | 8.5 | 26.8043 | 3.75 | 3.75 | 1.75 | 7.8024 | 0 | 0 | 0 | 0.5 | 34.8043 | 0 | 12.1% | 3079.701 | 213156.3951
2010-06-01 | 2010 | 35.5383 | 7322.8446 | 71371.4129 | 0.15 | 2.9992 | 0.04 | 8.5 | 27.1086 | 3.75 | 3.75 | 1.75 | 8.4297 | 0 | 0 | 0 | 0.5 | 35.1086 | 3146.555 | 12.1% | 4042.309 | 260241.2938
2010-07-01 | 2010 | 45.5974 | 9547.0731 | 73769.8497 | 0.15 | 3.0811 | 0.04 | 8.5 | 27.8045 | 3.75 | 3.75 | 1.75 | 17.793 | 8.543 | 81560.3781 | 0 | 0.5 | 35.8045 | 93494.2195 | 12.1% | 16090.8979 | 435322.0541
2010-08-01 | 2010 | 63.8201 | 9547.0731 | 73789.2394 | 0.15 | 3.1974 | 0.04 | 8.5 | 28.7928 | 3.75 | 3.75 | 1.75 | 35.0273 | 25.7773 | 246097.9678 | 0 | 0.5 | 36.7928 | 258031.8091 | 12.1% | 36007.9726 | 609294.8963
2010-09-01 | 2010 | 52.6479 | 8383.6305 | 71427.7056 | 0.15 | 3.3358 | 0.04 | 8.5 | 29.9694 | 3.75 | 3.75 | 1.75 | 22.6785 | 13.4285 | 112579.9587 | 0 | 0.5 | 37.9694 | 123059.4969 | 12.1% | 19088.0174 | 441380.9549
2010-10-01 | 2010 | 46.6268 | 10231.4511 | 94335.8019 | 0.15 | 3.4841 | 0.04 | 8.5 | 31.2295 | 3.75 | 3.75 | 1.75 | 15.3974 | 6.1474 | 62896.7203 | 0 | 0.5 | 39.2295 | 75686.0342 | 12.1% | 14277.4278 | 477060.3129
2010-11-01 | 2010 | 48.4211 | 8263.8643 | 91316.688 | 0.15 | 3.6302 | 0.04 | 8.5 | 32.472 | 3.75 | 3.75 | 1.75 | 15.9491 | 6.6991 | 55360.3127 | 0 | 0.5 | 40.472 | 65690.1432 | 12.1% | 12083.644 | 400145.2303
2010-12-01 | 2010 | 46.2062 | 9050.899 | 94385.3534 | 0.15 | 3.7846 | 0.04 | 8.5 | 33.7845 | 3.75 | 3.75 | 1.75 | 12.4217 | 3.1717 | 28706.6308 | 0 | 0.5 | 41.7845 | 40020.2546 | 12.1% | 9369.8526 | 418207.5616
2011-01-01 | 2011 | 46.1546 | 8263.8643 | 94410.1291 | 0.15 | 3.6077 | 0.04 | 8.5 | 32.2807 | 3.75 | 3.75 | 1.75 | 13.874 | 4.624 | 38211.7178 | 0 | 0.5 | 40.2807 | 48541.5482 | 12.1% | 10007.8274 | 381415.6407
2011-02-01 | 2011 | 38.2815 | 7870.347 | 85296.0431 | 0.15 | 3.3322 | 0.04 | 8.5 | 29.9384 | 3.75 | 3.75 | 1.75 | 8.3432 | 0 | 0 | 0 | 0.5 | 37.9384 | 2700.9311 | 12.1% | 4262.1179 | 301288.9294
2011-03-01 | 2011 | 37.3632 | 9050.899 | 94459.6806 | 0.15 | 3.1533 | 0.04 | 8.5 | 28.4179 | 3.75 | 3.75 | 1.75 | 8.9453 | 0 | 0 | 0 | 0.5 | 36.4179 | 8556.1567 | 12.1% | 5561.1619 | 338170.5071
2011-04-01 | 2011 | 36.013 | 8263.8643 | 91436.5707 | 0.15 | 3.0587 | 0.04 | 8.5 | 27.6138 | 3.75 | 3.75 | 1.75 | 8.3993 | 0 | 0 | 0 | 0.5 | 35.6138 | 3299.597 | 12.1% | 4531.3444 | 297606.8166
2011-05-01 | 2011 | 36.675 | 6467.3721 | 73963.7469 | 0.15 | 3.0356 | 0.04 | 8.5 | 27.4177 | 3.75 | 3.75 | 1.75 | 9.2573 | 0.0072903 | 47.149 | 0 | 0.5 | 35.4177 | 8131.3641 | 12.1% | 4217.9778 | 237190.6663
2011-06-01 | 2011 | 35.966 | 7322.8446 | 71596.5838 | 0.15 | 3.0723 | 0.04 | 8.5 | 27.7294 | 3.75 | 3.75 | 1.75 | 8.2367 | 0 | 0 | 0 | 0.5 | 35.7294 | 1733.0109 | 12.1% | 3871.2012 | 263373.5574
2011-07-01 | 2011 | 47.8869 | 8520.5061 | 74002.5264 | 0.15 | 3.1561 | 0.04 | 8.5 | 28.4422 | 3.75 | 3.75 | 1.75 | 19.4447 | 10.1947 | 86864.1005 | 0 | 0.5 | 36.4422 | 97514.7332 | 12.1% | 16064.2927 | 408020.5442
2011-08-01 | 2011 | 64.1805 | 9547.0731 | 74021.9161 | 0.15 | 3.2752 | 0.04 | 8.5 | 29.4545 | 3.75 | 3.75 | 1.75 | 34.7259 | 25.4759 | 243220.7231 | 0 | 0.5 | 37.4545 | 255154.5644 | 12.1% | 35659.6857 | 612735.7158
2011-09-01 | 2011 | 53.3273 | 8383.6305 | 71652.8766 | 0.15 | 3.417 | 0.04 | 8.5 | 30.6598 | 3.75 | 3.75 | 1.75 | 22.6675 | 13.4175 | 112487.0425 | 0 | 0.5 | 38.6598 | 122966.5807 | 12.1% | 19076.77 | 447076.364
2011-10-01 | 2011 | 48.3209 | 8263.8643 | 94633.1109 | 0.15 | 3.5689 | 0.04 | 8.5 | 31.9506 | 3.75 | 3.75 | 1.75 | 16.3703 | 7.1203 | 58841.473 | 0 | 0.5 | 39.9506 | 69171.3034 | 12.1% | 12505.0342 | 399317.4108
2011-11-01 | 2011 | 48.0444 | 8263.8643 | 91604.4065 | 0.15 | 3.7186 | 0.04 | 8.5 | 33.2234 | 3.75 | 3.75 | 1.75 | 14.8211 | 5.5711 | 46038.4745 | 0 | 0.5 | 41.2234 | 56368.3049 | 12.1% | 10955.2468 | 397032.6127
2011-12-01 | 2011 | 47.606 | 8263.8643 | 94147.8801 | 0.15 | 3.8768 | 0.04 | 8.5 | 34.5678 | 3.75 | 3.75 | 1.75 | 13.0382 | 3.7882 | 31304.9229 | 0 | 0.5 | 42.5678 | 41634.7533 | 12.1% | 9171.7683 | 393409.538
2012-01-01 | 2012 | 47.1805 | 8263.8643 | 94163.7739 | 0.15 | 3.6933 | 0.04 | 8.5 | 33.0079 | 3.75 | 3.75 | 1.75 | 14.1726 | 4.9226 | 40679.523 | 0 | 0.5 | 41.0079 | 51009.3534 | 12.1% | 10306.5523 | 389893.2753
2012-02-01 | 2012 | 38.5928 | 8263.8643 | 88103.5602 | 0.15 | 3.4112 | 0.04 | 8.5 | 30.61 | 3.75 | 3.75 | 1.75 | 7.9827 | 0 | 0 | 0 | 0.5 | 38.61 | 0 | 12.1% | 4131.9322 | 318925.489
2012-03-01 | 2012 | 37.483 | 8657.3817 | 94195.5617 | 0.15 | 3.2282 | 0.04 | 8.5 | 29.055 | 3.75 | 3.75 | 1.75 | 8.4281 | 0 | 0 | 0 | 0.5 | 37.055 | 3705.8296 | 12.1% | 4777.277 | 324504.9307
2012-04-01 | 2012 | 37.053 | 8263.8643 | 91172.3764 | 0.15 | 3.1314 | 0.04 | 8.5 | 28.2318 | 3.75 | 3.75 | 1.75 | 8.8212 | 0 | 0 | 0 | 0.5 | 36.2318 | 6786.2108 | 12.1% | 4953.3947 | 306200.5646
2012-05-01 | 2012 | 38.5843 | 6775.3422 | 73743.1431 | 0.15 | 3.1078 | 0.04 | 8.5 | 28.031 | 3.75 | 3.75 | 1.75 | 10.5533 | 1.3033 | 8830.0467 | 0 | 0.5 | 36.031 | 17299.2245 | 12.1% | 5481.7211 | 261421.7494
2012-06-01 | 2012 | 37.5747 | 7151.7501 | 71376.3694 | 0.15 | 3.1453 | 0.04 | 8.5 | 28.3501 | 3.75 | 3.75 | 1.75 | 9.2245 | 0 | 0 | 0 | 0.5 | 36.3501 | 8757.6558 | 12.1% | 4635.9786 | 268724.5976
2012-07-01 | 2012 | 48.9921 | 8520.5061 | 73768.0205 | 0.15 | 3.2312 | 0.04 | 8.5 | 29.0799 | 3.75 | 3.75 | 1.75 | 19.9122 | 10.6622 | 90847.6842 | 0 | 0.5 | 37.0799 | 101498.3168 | 12.1% | 16546.5006 | 417437.6569
2012-08-01 | 2012 | 61.774 | 9547.0731 | 73780.4591 | 0.15 | 3.3531 | 0.04 | 8.5 | 30.1163 | 3.75 | 3.75 | 1.75 | 31.6577 | 22.4077 | 213928.2538 | 0 | 0.5 | 38.1163 | 225862.0952 | 12.1% | 32113.8679 | 589761.1613
2012-09-01 | 2012 | 53.5275 | 8212.536 | 71412.4818 | 0.15 | 3.4983 | 0.04 | 8.5 | 31.3503 | 3.75 | 3.75 | 1.75 | 22.1772 | 12.9272 | 106165.4042 | 0 | 0.5 | 39.3503 | 116431.0742 | 12.1% | 18200.1076 | 439596.4341
2012-10-01 | 2012 | 50.1584 | 9050.899 | 94306.8189 | 0.15 | 3.6537 | 0.04 | 8.5 | 32.6717 | 3.75 | 3.75 | 1.75 | 17.4867 | 8.2367 | 74549.4601 | 0 | 0.5 | 40.6717 | 85863.0839 | 12.1% | 14919.0712 | 453978.2552
2012-11-01 | 2012 | 52.3057 | 8263.8643 | 91280.0446 | 0.15 | 3.807 | 0.04 | 8.5 | 33.9747 | 3.75 | 3.75 | 1.75 | 18.331 | 9.081 | 75044.2458 | 0 | 0.5 | 41.9747 | 85374.0762 | 12.1% | 14466.3601 | 432247.4577
2012-12-01 | 2012 | 48.352 | 7870.347 | 94338.6067 | 0.15 | 3.969 | 0.04 | 8.5 | 35.3511 | 3.75 | 3.75 | 1.75 | 13.0008 | 3.7508 | 29520.4575 | 0 | 0.5 | 43.3511 | 39358.3912 | 12.1% | 8699.4588 | 380546.9264
2013-01-01 | 2013 | 49.4782 | 8657.3817 | 94354.5005 | 0.15 | 3.7739 | 0.04 | 8.5 | 33.6932 | 3.75 | 3.75 | 1.75 | 15.785 | 6.535 | 56576.2399 | 0 | 0.5 | 41.6932 | 67397.967 | 12.1% | 12487.1326 | 428351.5442
2013-02-01 | 2013 | 40.5684 | 7870.347 | 85237.7756 | 0.15 | 3.4856 | 0.04 | 8.5 | 31.2429 | 3.75 | 3.75 | 1.75 | 9.3254 | 0.075444 | 593.7714 | 0 | 0.5 | 39.2429 | 10431.7052 | 12.1% | 5197.9187 | 319287.2517
2013-03-01 | 2013 | 37.758 | 8263.8643 | 94386.2883 | 0.15 | 3.2985 | 0.04 | 8.5 | 29.6524 | 3.75 | 3.75 | 1.75 | 8.1056 | 0 | 0 | 0 | 0.5 | 37.6524 | 872.37 | 12.1% | 4237.5315 | 312026.7714
2013-04-01 | 2013 | 37.6902 | 8657.3817 | 91356.9505 | 0.15 | 3.1996 | 0.04 | 8.5 | 28.8113 | 3.75 | 3.75 | 1.75 | 8.879 | 0 | 0 | 0 | 0.5 | 36.8113 | 7609.4608 | 12.1% | 5249.8068 | 326298.6487
2013-05-01 | 2013 | 39.2606 | 6775.3422 | 73892.4074 | 0.15 | 3.1754 | 0.04 | 8.5 | 28.6062 | 3.75 | 3.75 | 1.75 | 10.6545 | 1.4045 | 9515.8464 | 0 | 0.5 | 36.6062 | 17985.0241 | 12.1% | 5564.7364 | 266004.2915
2013-06-01 | 2013 | 39.4352 | 6159.402 | 71520.8188 | 0.15 | 3.2138 | 0.04 | 8.5 | 28.9322 | 3.75 | 3.75 | 1.75 | 10.503 | 1.253 | 7718.0315 | 0 | 0.5 | 36.9322 | 15417.284 | 12.1% | 4945.9444 | 242897.5422
2013-07-01 | 2013 | 51.3163 | 8691.6006 | 73917.2847 | 0.15 | 3.3015 | 0.04 | 8.5 | 29.6779 | 3.75 | 3.75 | 1.75 | 21.6384 | 12.3884 | 107675.3458 | 0 | 0.5 | 37.6779 | 118539.8466 | 12.1% | 18694.9043 | 446020.6821
2013-08-01 | 2013 | 62.2195 | 9547.0731 | 73929.7234 | 0.15 | 3.4261 | 0.04 | 8.5 | 30.7368 | 3.75 | 3.75 | 1.75 | 31.4827 | 22.2327 | 212256.8943 | 0 | 0.5 | 38.7368 | 224190.7357 | 12.1% | 31911.5519 | 594014.1129
2013-09-01 | 2013 | 56.5993 | 7391.2824 | 71556.9311 | 0.15 | 3.5744 | 0.04 | 8.5 | 31.9977 | 3.75 | 3.75 | 1.75 | 24.6017 | 15.3517 | 113468.3865 | 0 | 0.5 | 39.9977 | 122707.4895 | 12.1% | 18549.2333 | 418341.4509
2013-10-01 | 2013 | 51.0214 | 9050.899 | 94497.5455 | 0.15 | 3.7333 | 0.04 | 8.5 | 33.3478 | 3.75 | 3.75 | 1.75 | 17.6735 | 8.4235 | 76240.495 | 0 | 0.5 | 41.3478 | 87554.1188 | 12.1% | 15123.7689 | 461789.2643
2013-11-01 | 2013 | 51.3079 | 7870.347 | 91464.6187 | 0.15 | 3.8899 | 0.04 | 8.5 | 34.6793 | 3.75 | 3.75 | 1.75 | 16.6287 | 7.3787 | 58072.7351 | 0 | 0.5 | 42.6793 | 67910.6689 | 12.1% | 12155.6772 | 403811.2712
2013-12-01 | 2013 | 49.4413 | 8263.8643 | 94529.3332 | 0.15 | 4.0554 | 0.04 | 8.5 | 36.0857 | 3.75 | 3.75 | 1.75 | 13.3557 | 4.1057 | 33928.5914 | 0 | 0.5 | 44.0857 | 44258.4218 | 12.1% | 9489.3602 | 408576.2848
2014-01-01 | 2014 | 49.4326 | 8657.3817 | 94545.2271 | 0.15 | 3.8498 | 0.04 | 8.5 | 34.3386 | 3.75 | 3.75 | 1.75 | 15.094 | 5.844 | 50593.9311 | 0 | 0.5 | 42.3386 | 61415.6583 | 12.1% | 11762.9814 | 427956.7452
2014-02-01 | 2014 | 42.0747 | 7870.347 | 85410.0448 | 0.15 | 3.5558 | 0.04 | 8.5 | 31.839 | 3.75 | 3.75 | 1.75 | 10.2357 | 0.98568 | 7757.6404 | 0 | 0.5 | 39.839 | 17595.5742 | 12.1% | 6065.0963 | 331142.6846
2014-03-01 | 2014 | 39.0006 | 8263.8643 | 94577.0149 | 0.15 | 3.3649 | 0.04 | 8.5 | 30.2165 | 3.75 | 3.75 | 1.75 | 8.7841 | 0 | 0 | 0 | 0.5 | 38.2165 | 6479.6381 | 12.1% | 4916.2845 | 322295.7294
2014-04-01 | 2014 | 39.0961 | 8657.3817 | 91541.5246 | 0.15 | 3.2639 | 0.04 | 8.5 | 29.3584 | 3.75 | 3.75 | 1.75 | 9.7376 | 0.48761 | 4221.4086 | 0 | 0.5 | 37.3584 | 15043.1358 | 12.1% | 6149.6441 | 338469.485
2014-05-01 | 2014 | 38.124 | 6467.3721 | 74041.6716 | 0.15 | 3.2393 | 0.04 | 8.5 | 29.1492 | 3.75 | 3.75 | 1.75 | 8.9748 | 0 | 0 | 0 | 0.5 | 37.1492 | 6304.1582 | 12.1% | 3996.7967 | 246561.9619
2014-06-01 | 2014 | 40.4871 | 6467.3721 | 71665.2681 | 0.15 | 3.2784 | 0.04 | 8.5 | 29.4818 | 3.75 | 3.75 | 1.75 | 11.0053 | 1.7553 | 11351.9111 | 0 | 0.5 | 37.4818 | 19436.1262 | 12.1% | 5586.4054 | 261844.9613
2014-07-01 | 2014 | 51.7961 | 8691.6006 | 74066.549 | 0.15 | 3.3679 | 0.04 | 8.5 | 30.2425 | 3.75 | 3.75 | 1.75 | 21.5536 | 12.3036 | 106938.026 | 0 | 0.5 | 38.2425 | 117802.5268 | 12.1% | 18605.6526 | 450190.7897
2014-08-01 | 2014 | 61.0177 | 9547.0731 | 74078.9877 | 0.15 | 3.495 | 0.04 | 8.5 | 31.3228 | 3.75 | 3.75 | 1.75 | 29.6949 | 20.4449 | 195189.1715 | 0 | 0.5 | 39.3228 | 207123.0129 | 12.1% | 29845.5249 | 582540.2461
2014-09-01 | 2014 | 56.2794 | 7699.2525 | 71701.3804 | 0.15 | 3.6463 | 0.04 | 8.5 | 32.6089 | 3.75 | 3.75 | 1.75 | 23.6705 | 14.4205 | 111027.1027 | 0 | 0.5 | 40.6089 | 120651.1684 | 12.1% | 18454.3032 | 433309.6957
2014-10-01 | 2014 | 52.6166 | 9050.899 | 94688.2721 | 0.15 | 3.8084 | 0.04 | 8.5 | 33.9863 | 3.75 | 3.75 | 1.75 | 18.6303 | 9.3803 | 84900.2275 | 0 | 0.5 | 41.9863 | 96213.8513 | 12.1% | 16172.019 | 476227.6019
2014-11-01 | 2014 | 52.7643 | 7476.8296 | 91649.1929 | 0.15 | 3.9682 | 0.04 | 8.5 | 35.3445 | 3.75 | 3.75 | 1.75 | 17.4198 | 8.1698 | 61084.0161 | 0 | 0.5 | 43.3445 | 70430.0532 | 12.1% | 12263.8869 | 394509.5436
2014-12-01 | 2014 | 50.8724 | 8657.3817 | 94720.0598 | 0.15 | 4.137 | 0.04 | 8.5 | 36.7792 | 3.75 | 3.75 | 1.75 | 14.0932 | 4.8432 | 41929.1848 | 0 | 0.5 | 44.7792 | 52750.9119 | 12.1% | 10714.1245 | 440421.4896
2015-01-01 | 2015 | 50.6098 | 8263.8643 | 94735.9537 | 0.15 | 3.9178 | 0.04 | 8.5 | 34.916 | 3.75 | 3.75 | 1.75 | 15.6938 | 6.4438 | 53251.0092 | 0 | 0.5 | 42.916 | 63580.8396 | 12.1% | 11828.3153 | 418232.6552
2015-02-01 | 2015 | 42.447 | 7870.347 | 85582.314 | 0.15 | 3.6185 | 0.04 | 8.5 | 32.3724 | 3.75 | 3.75 | 1.75 | 10.0746 | 0.8246 | 6489.8859 | 0 | 0.5 | 40.3724 | 16327.8196 | 12.1% | 5911.6362 | 334072.2753
2015-03-01 | 2015 | 41.323 | 8657.3817 | 94767.7415 | 0.15 | 3.4243 | 0.04 | 8.5 | 30.7212 | 3.75 | 3.75 | 1.75 | 10.6018 | 1.3518 | 11702.7169 | 0 | 0.5 | 38.7212 | 22524.444 | 12.1% | 7055.2474 | 357748.6158
2015-04-01 | 2015 | 39.2864 | 8657.3817 | 91726.0987 | 0.15 | 3.3215 | 0.04 | 8.5 | 29.848 | 3.75 | 3.75 | 1.75 | 9.4384 | 0.18844 | 1631.3689 | 0 | 0.5 | 37.848 | 12453.096 | 12.1% | 5836.123 | 340117.5846
2015-05-01 | 2015 | 40.1977 | 6159.402 | 74190.9359 | 0.15 | 3.2965 | 0.04 | 8.5 | 29.6351 | 3.75 | 3.75 | 1.75 | 10.5627 | 1.3127 | 8085.1589 | 0 | 0.5 | 37.6351 | 15784.4114 | 12.1% | 4990.3848 | 247593.904
2015-06-01 | 2015 | 41.5453 | 6775.3422 | 71809.7174 | 0.15 | 3.3363 | 0.04 | 8.5 | 29.9735 | 3.75 | 3.75 | 1.75 | 11.5717 | 2.3217 | 15730.5282 | 0 | 0.5 | 37.9735 | 24199.706 | 12.1% | 6317.016 | 281483.3722
2015-07-01 | 2015 | 52.7685 | 8691.6006 | 74215.8133 | 0.15 | 3.4274 | 0.04 | 8.5 | 30.7476 | 3.75 | 3.75 | 1.75 | 22.0209 | 12.7709 | 110999.6349 | 0 | 0.5 | 38.7476 | 121864.1357 | 12.1% | 19097.3054 | 458642.8677
2015-08-01 | 2015 | 63.985 | 9547.0731 | 74228.252 | 0.15 | 3.5567 | 0.04 | 8.5 | 31.847 | 3.75 | 3.75 | 1.75 | 32.138 | 22.888 | 218513.8728 | 0 | 0.5 | 39.847 | 230447.7142 | 12.1% | 32668.9515 | 610869.5353
2015-09-01 | 2015 | 58.0416 | 7699.2525 | 71845.8297 | 0.15 | 3.7107 | 0.04 | 8.5 | 33.1558 | 3.75 | 3.75 | 1.75 | 24.8858 | 15.6358 | 120383.8431 | 0 | 0.5 | 41.1558 | 130007.9087 | 12.1% | 19586.9252 | 446877.1297
2015-10-01 | 2015 | 55.6206 | 8657.3817 | 94878.9987 | 0.15 | 3.8756 | 0.04 | 8.5 | 34.5575 | 3.75 | 3.75 | 1.75 | 21.0631 | 11.8131 | 102270.1741 | 0 | 0.5 | 42.5575 | 113091.9012 | 12.1% | 18018.3277 | 481528.4129
2015-11-01 | 2015 | 53.6958 | 7870.347 | 91833.767 | 0.15 | 4.0382 | 0.04 | 8.5 | 35.9397 | 3.75 | 3.75 | 1.75 | 17.7561 | 8.5061 | 66945.859 | 0 | 0.5 | 43.9397 | 76783.7928 | 12.1% | 13229.7581 | 422604.2624
2015-12-01 | 2015 | 52.9396 | 8657.3817 | 93493.4261 | 0.15 | 4.21 | 0.04 | 8.5 | 37.3997 | 3.75 | 3.75 | 1.75 | 15.5399 | 6.2899 | 54453.908 | 0 | 0.5 | 45.3997 | 65275.6351 | 12.1% | 12230.2269 | 458317.9586
2016-01-01 | 2016 | 55.4547 | 7870.347 | 93518.2018 | 0.15 | 3.9889 | 0.04 | 8.5 | 35.5205 | 3.75 | 3.75 | 1.75 | 19.9342 | 10.6842 | 84088.5645 | 0 | 0.5 | 43.5205 | 93926.4982 | 12.1% | 15304.8617 | 436447.9565
2016-02-01 | 2016 | 41.6276 | 8263.8643 | 87507.9468 | 0.15 | 3.6842 | 0.04 | 8.5 | 32.9307 | 3.75 | 3.75 | 1.75 | 8.6969 | 0 | 0 | 0 | 0.5 | 40.9307 | 5759.2284 | 12.1% | 4829.0798 | 344005.0359
2016-03-01 | 2016 | 41.2922 | 9050.899 | 93567.7534 | 0.15 | 3.4866 | 0.04 | 8.5 | 31.2512 | 3.75 | 3.75 | 1.75 | 10.041 | 0.791 | 7159.2336 | 0 | 0.5 | 39.2512 | 18472.8574 | 12.1% | 6761.5664 | 373731.3108
2016-04-01 | 2016 | 41.0875 | 8263.8643 | 90573.4153 | 0.15 | 3.382 | 0.04 | 8.5 | 30.3621 | 3.75 | 3.75 | 1.75 | 10.7255 | 1.4755 | 12192.9767 | 0 | 0.5 | 38.3621 | 22522.8071 | 12.1% | 6858.2905 | 339541.7655
2016-05-01 | 2016 | 43.7333 | 6467.3721 | 73265.7169 | 0.15 | 3.3565 | 0.04 | 8.5 | 30.1453 | 3.75 | 3.75 | 1.75 | 13.5881 | 4.3381 | 28055.9183 | 0 | 0.5 | 38.1453 | 36140.1334 | 12.1% | 7608.4052 | 282839.7908
2016-06-01 | 2016 | 41.6432 | 6775.3422 | 70921.0709 | 0.15 | 3.397 | 0.04 | 8.5 | 30.4899 | 3.75 | 3.75 | 1.75 | 11.1533 | 1.9033 | 12895.5729 | 0 | 0.5 | 38.4899 | 21364.7507 | 12.1% | 5973.8481 | 282146.9915
2016-07-01 | 2016 | 52.0676 | 8520.5061 | 73304.4963 | 0.15 | 3.4898 | 0.04 | 8.5 | 31.2781 | 3.75 | 3.75 | 1.75 | 20.7896 | 11.5396 | 98322.8584 | 0 | 0.5 | 39.2781 | 108973.4911 | 12.1% | 17451.3614 | 443642.5384
2016-08-01 | 2016 | 64.7552 | 9547.0731 | 73323.886 | 0.15 | 3.6215 | 0.04 | 8.5 | 32.3974 | 3.75 | 3.75 | 1.75 | 32.3578 | 23.1078 | 220611.6951 | 0 | 0.5 | 40.3974 | 232545.5365 | 12.1% | 32922.8904 | 618222.8415
2016-09-01 | 2016 | 58.5795 | 7699.2525 | 70977.3636 | 0.15 | 3.7783 | 0.04 | 8.5 | 33.7302 | 3.75 | 3.75 | 1.75 | 24.8493 | 15.5993 | 120103.031 | 0 | 0.5 | 41.7302 | 129727.0967 | 12.1% | 19552.9332 | 451018.1068
2016-10-01 | 2016 | 56.0559 | 8263.8643 | 93741.1837 | 0.15 | 3.9462 | 0.04 | 8.5 | 35.1573 | 3.75 | 3.75 | 1.75 | 20.8986 | 11.6486 | 96262.3994 | 0 | 0.5 | 43.1573 | 106592.2299 | 12.1% | 17034.7917 | 463238.5929
2016-11-01 | 2016 | 55.4717 | 8263.8643 | 90741.2511 | 0.15 | 4.1117 | 0.04 | 8.5 | 36.5647 | 3.75 | 3.75 | 1.75 | 18.907 | 9.657 | 79804.4236 | 0 | 0.5 | 44.5647 | 90134.2541 | 12.1% | 15042.5738 | 458410.6929
2016-12-01 | 2016 | 56.4026 | 8263.8643 | 93790.7352 | 0.15 | 4.2866 | 0.04 | 8.5 | 38.0513 | 3.75 | 3.75 | 1.75 | 18.3514 | 9.1014 | 75212.4574 | 0 | 0.5 | 46.0513 | 85542.2879 | 12.1% | 14486.7219 | 466103.6885
2017-01-01 | 2017 | 53.9509 | 8263.8643 | 93815.5109 | 0.15 | 4.0713 | 0.04 | 8.5 | 36.2207 | 3.75 | 3.75 | 1.75 | 17.7301 | 8.4801 | 70078.7418 | 0 | 0.5 | 44.2207 | 80408.5723 | 12.1% | 13865.2919 | 445842.7667
2017-02-01 | 2017 | 44.233 | 7870.347 | 84758.9686 | 0.15 | 3.7603 | 0.04 | 8.5 | 33.5775 | 3.75 | 3.75 | 1.75 | 10.6555 | 1.4055 | 11061.9492 | 0 | 0.5 | 41.5775 | 20899.8829 | 12.1% | 6465.0789 | 348128.9014
2017-03-01 | 2017 | 41.5051 | 9050.899 | 93865.0625 | 0.15 | 3.5584 | 0.04 | 8.5 | 31.8616 | 3.75 | 3.75 | 1.75 | 9.6434 | 0.39345 | 3561.0567 | 0 | 0.5 | 39.8616 | 14874.6805 | 12.1% | 6326.0115 | 375658.0234
2017-04-01 | 2017 | 42.3359 | 7870.347 | 90861.1338 | 0.15 | 3.4517 | 0.04 | 8.5 | 30.9542 | 3.75 | 3.75 | 1.75 | 11.3817 | 2.1317 | 16777.4071 | 0 | 0.5 | 38.9542 | 26615.3409 | 12.1% | 7156.9281 | 333198.2791
2017-05-01 | 2017 | 42.6254 | 6775.3422 | 73498.3935 | 0.15 | 3.4256 | 0.04 | 8.5 | 30.7329 | 3.75 | 3.75 | 1.75 | 11.8925 | 2.6425 | 17903.8474 | 0 | 0.5 | 38.7329 | 26373.0251 | 12.1% | 6580.0937 | 288801.7859
2017-06-01 | 2017 | 43.0565 | 6775.3422 | 71146.2419 | 0.15 | 3.467 | 0.04 | 8.5 | 31.0846 | 3.75 | 3.75 | 1.75 | 11.9719 | 2.7219 | 18441.5314 | 0 | 0.5 | 39.0846 | 26910.7091 | 12.1% | 6645.1796 | 291722.5449
2017-07-01 | 2017 | 52.7057 | 8520.5061 | 73537.173 | 0.15 | 3.5617 | 0.04 | 8.5 | 31.889 | 3.75 | 3.75 | 1.75 | 20.8167 | 11.5667 | 98553.9751 | 0 | 0.5 | 39.889 | 109204.6077 | 12.1% | 17479.3377 | 449079.4994
2017-08-01 | 2017 | 65.4487 | 9547.0731 | 73556.5627 | 0.15 | 3.6961 | 0.04 | 8.5 | 33.0315 | 3.75 | 3.75 | 1.75 | 32.4172 | 23.1672 | 221178.836 | 0 | 0.5 | 41.0315 | 233112.6773 | 12.1% | 32991.5421 | 624843.1534
2017-09-01 | 2017 | 57.7724 | 7699.2525 | 71202.5346 | 0.15 | 3.8561 | 0.04 | 8.5 | 34.3916 | 3.75 | 3.75 | 1.75 | 23.3807 | 14.1307 | 108795.9642 | 0 | 0.5 | 42.3916 | 118420.0298 | 12.1% | 18184.2266 | 444803.9767
2017-10-01 | 2017 | 55.8231 | 8657.3817 | 94038.4928 | 0.15 | 4.0274 | 0.04 | 8.5 | 35.8482 | 3.75 | 3.75 | 1.75 | 19.9749 | 10.7249 | 92849.6031 | 0 | 0.5 | 43.8482 | 103671.3302 | 12.1% | 16877.979 | 483282.0701
2017-11-01 | 2017 | 58.004 | 8263.8643 | 91028.9695 | 0.15 | 4.1964 | 0.04 | 8.5 | 37.2845 | 3.75 | 3.75 | 1.75 | 20.7194 | 11.4694 | 94781.8224 | 0 | 0.5 | 45.2845 | 105111.6529 | 12.1% | 16855.5697 | 479336.9827
2017-12-01 | 2017 | 56.0642 | 7870.347 | 94088.0443 | 0.15 | 4.3749 | 0.04 | 8.5 | 38.8018 | 3.75 | 3.75 | 1.75 | 17.2624 | 8.0124 | 63060.6138 | 0 | 0.5 | 46.8018 | 72898.5475 | 12.1% | 12759.4538 | 441244.5744
2018-01-01 | 2018 | 53.4927 | 8657.3817 | 94112.82 | 0.15 | 4.1545 | 0.04 | 8.5 | 36.9285 | 3.75 | 3.75 | 1.75 | 16.5642 | 7.3142 | 63321.7346 | 0 | 0.5 | 44.9285 | 74143.4617 | 12.1% | 13303.6665 | 463106.6207
2018-02-01 | 2018 | 41.902 | 7870.347 | 85027.5059 | 0.15 | 3.8372 | 0.04 | 8.5 | 34.2312 | 3.75 | 3.75 | 1.75 | 7.6709 | 0 | 0 | 0 | 0.5 | 42.2312 | 0 | 12.1% | 3935.1735 | 329783.5529
2018-03-01 | 2018 | 42.1021 | 8657.3817 | 94162.3715 | 0.15 | 3.6312 | 0.04 | 8.5 | 32.4802 | 3.75 | 3.75 | 1.75 | 9.6219 | 0.3719 | 3219.6861 | 0 | 0.5 | 40.4802 | 14041.4133 | 12.1% | 6028.3868 | 364494.0257
2018-04-01 | 2018 | 41.6844 | 8263.8643 | 91148.8522 | 0.15 | 3.5223 | 0.04 | 8.5 | 31.5542 | 3.75 | 3.75 | 1.75 | 10.1301 | 0.88014 | 7273.3981 | 0 | 0.5 | 39.5542 | 17603.2285 | 12.1% | 6262.7815 | 344474.0179
2018-05-01 | 2018 | 43.2799 | 6775.3422 | 73731.0702 | 0.15 | 3.4957 | 0.04 | 8.5 | 31.3284 | 3.75 | 3.75 | 1.75 | 11.9514 | 2.7014 | 18303.0536 | 0 | 0.5 | 39.3284 | 26772.2313 | 12.1% | 6628.4171 | 293235.8527
2018-06-01 | 2018 | 44.0792 | 6467.3721 | 71371.4129 | 0.15 | 3.5379 | 0.04 | 8.5 | 31.6874 | 3.75 | 3.75 | 1.75 | 12.3918 | 3.1418 | 20319.4586 | 0 | 0.5 | 39.6874 | 28403.6737 | 12.1% | 6671.9161 | 285076.589
2018-07-01 | 2018 | 55.6034 | 7699.2525 | 73769.8497 | 0.15 | 3.6345 | 0.04 | 8.5 | 32.5082 | 3.75 | 3.75 | 1.75 | 23.0952 | 13.8452 | 106597.8678 | 0 | 0.5 | 40.5082 | 116221.9334 | 12.1% | 17918.1497 | 428104.9194
2018-08-01 | 2018 | 64.5907 | 9547.0731 | 73789.2394 | 0.15 | 3.7716 | 0.04 | 8.5 | 33.674 | 3.75 | 3.75 | 1.75 | 30.9167 | 21.6667 | 206853.591 | 0 | 0.5 | 41.674 | 218787.4324 | 12.1% | 31257.4886 | 616652.2039
2018-09-01 | 2018 | 59.1043 | 7391.2824 | 71427.7056 | 0.15 | 3.9349 | 0.04 | 8.5 | 35.062 | 3.75 | 3.75 | 1.75 | 24.0424 | 14.7924 | 109334.4425 | 0 | 0.5 | 43.062 | 118573.5455 | 12.1% | 18048.8244 | 436856.8788
2018-10-01 | 2018 | 54.8517 | 9050.899 | 94335.8019 | 0.15 | 4.1098 | 0.04 | 8.5 | 36.5484 | 3.75 | 3.75 | 1.75 | 18.3033 | 9.0533 | 81940.8889 | 0 | 0.5 | 44.5484 | 93254.5127 | 12.1% | 15813.7947 | 496457.1799
2018-11-01 | 2018 | 56.4108 | 8263.8643 | 91316.688 | 0.15 | 4.2822 | 0.04 | 8.5 | 38.0141 | 3.75 | 3.75 | 1.75 | 18.3968 | 9.1468 | 75587.6972 | 0 | 0.5 | 46.0141 | 85917.5277 | 12.1% | 14532.1442 | 466171.4752
2018-12-01 | 2018 | 58.4192 | 7870.347 | 94385.3534 | 0.15 | 4.4644 | 0.04 | 8.5 | 39.5623 | 3.75 | 3.75 | 1.75 | 18.8569 | 9.6069 | 75609.6707 | 0 | 0.5 | 47.5623 | 85447.6044 | 12.1% | 14278.5019 | 459779.389
2019-01-01 | 2019 | 58.437 | 8657.3817 | 94410.1291 | 0.15 | 4.2553 | 0.04 | 8.5 | 37.7847 | 3.75 | 3.75 | 1.75 | 20.6523 | 11.4023 | 98713.7055 | 0 | 0.5 | 45.7847 | 109535.4326 | 12.1% | 17587.8215 | 505911.2308
2019-02-01 | 2019 | 45.6255 | 7870.347 | 85296.0431 | 0.15 | 3.9302 | 0.04 | 8.5 | 35.022 | 3.75 | 3.75 | 1.75 | 10.6035 | 1.3535 | 10652.3777 | 0 | 0.5 | 43.022 | 20490.3114 | 12.1% | 6415.5007 | 359088.1978
2019-03-01 | 2019 | 42.2656 | 8263.8643 | 94459.6806 | 0.15 | 3.7192 | 0.04 | 8.5 | 33.2286 | 3.75 | 3.75 | 1.75 | 9.037 | 0 | 0 | 0 | 0.5 | 41.2286 | 8569.6736 | 12.1% | 5169.2807 | 349277.0272
2019-04-01 | 2019 | 42.094 | 8657.3817 | 91436.5707 | 0.15 | 3.6077 | 0.04 | 8.5 | 32.2801 | 3.75 | 3.75 | 1.75 | 9.8138 | 0.56381 | 4881.0861 | 0 | 0.5 | 40.2801 | 15702.8132 | 12.1% | 6229.4973 | 364423.4074
2019-05-01 | 2019 | 44.8046 | 6775.3422 | 73963.7469 | 0.15 | 3.5805 | 0.04 | 8.5 | 32.0489 | 3.75 | 3.75 | 1.75 | 12.7557 | 3.5057 | 23752.2439 | 0 | 0.5 | 40.0489 | 32221.4217 | 12.1% | 7288.0349 | 303566.2777
2019-06-01 | 2019 | 44.484 | 6159.402 | 71596.5838 | 0.15 | 3.6237 | 0.04 | 8.5 | 32.4165 | 3.75 | 3.75 | 1.75 | 12.0675 | 2.8175 | 17354.2459 | 0 | 0.5 | 40.4165 | 25053.4984 | 12.1% | 6112.3965 | 273994.9823
2019-07-01 | 2019 | 57.1148 | 8007.2226 | 74002.5264 | 0.15 | 3.7226 | 0.04 | 8.5 | 33.2573 | 3.75 | 3.75 | 1.75 | 23.8576 | 14.6076 | 116966.0429 | 0 | 0.5 | 41.2573 | 126975.0712 | 12.1% | 19373.7889 | 457331.1574
2019-08-01 | 2019 | 66.9836 | 9547.0731 | 74021.9161 | 0.15 | 3.8631 | 0.04 | 8.5 | 34.4513 | 3.75 | 3.75 | 1.75 | 32.5323 | 23.2823 | 222277.3516 | 0 | 0.5 | 42.4513 | 234211.193 | 12.1% | 33124.5161 | 639497.0228
2019-09-01 | 2019 | 60.9747 | 7391.2824 | 71652.8766 | 0.15 | 4.0303 | 0.04 | 8.5 | 35.873 | 3.75 | 3.75 | 1.75 | 25.1017 | 15.8517 | 117164.5512 | 0 | 0.5 | 43.873 | 126403.6542 | 12.1% | 18996.6495 | 450681.0656
2019-10-01 | 2019 | 57.1478 | 9050.899 | 94633.1109 | 0.15 | 4.2095 | 0.04 | 8.5 | 37.3954 | 3.75 | 3.75 | 1.75 | 19.7525 | 10.5025 | 95056.6393 | 0 | 0.5 | 45.3954 | 106370.2631 | 12.1% | 17401.4403 | 517239.085
2019-11-01 | 2019 | 61.0928 | 7870.347 | 91604.4065 | 0.15 | 4.3861 | 0.04 | 8.5 | 38.8966 | 3.75 | 3.75 | 1.75 | 22.1962 | 12.9462 | 101890.6973 | 0 | 0.5 | 46.8966 | 111728.631 | 12.1% | 17459.7881 | 480821.1649
2019-12-01 | 2019 | 59.9081 | 8263.8643 | 94682.6625 | 0.15 | 4.5726 | 0.04 | 8.5 | 40.4824 | 3.75 | 3.75 | 1.75 | 19.4257 | 10.1757 | 84090.7742 | 0 | 0.5 | 48.4824 | 94420.6047 | 12.1% | 15561.4313 | 495072.409
2020-01-01 | 2020 | 56.2207 | 8657.3817 | 94707.4382 | 0.15 | 4.3686 | 0.04 | 8.5 | 38.748 | 3.75 | 3.75 | 1.75 | 17.4727 | 8.2227 | 71187.0566 | 0 | 0.5 | 46.748 | 82008.7837 | 12.1% | 14255.7542 | 486724.3214
2020-02-01 | 2020 | 43.6413 | 7870.347 | 88620.4582 | 0.15 | 4.0349 | 0.04 | 8.5 | 35.9117 | 3.75 | 3.75 | 1.75 | 7.7296 | 0 | 0 | 0 | 0.5 | 43.9117 | 0 | 12.1% | 3935.1735 | 343472.448
2020-03-01 | 2020 | 44.5422 | 8657.3817 | 94756.9897 | 0.15 | 3.8185 | 0.04 | 8.5 | 34.0723 | 3.75 | 3.75 | 1.75 | 10.4699 | 1.2199 | 10561.1072 | 0 | 0.5 | 42.0723 | 21382.8343 | 12.1% | 6917.0569 | 385618.7999
2020-04-01 | 2020 | 43.793 | 8657.3817 | 91724.2892 | 0.15 | 3.7039 | 0.04 | 8.5 | 33.0986 | 3.75 | 3.75 | 1.75 | 10.6945 | 1.4445 | 12505.3537 | 0 | 0.5 | 41.0986 | 23327.0808 | 12.1% | 7152.4056 | 379132.9886
2020-05-01 | 2020 | 45.8023 | 6159.402 | 74196.4236 | 0.15 | 3.676 | 0.04 | 8.5 | 32.8611 | 3.75 | 3.75 | 1.75 | 12.9412 | 3.6912 | 22735.3145 | 0 | 0.5 | 40.8611 | 30434.567 | 12.1% | 6763.7683 | 282114.6263
2020-06-01 | 2020 | 46.1384 | 6775.3422 | 71821.7548 | 0.15 | 3.7204 | 0.04 | 8.5 | 33.2386 | 3.75 | 3.75 | 1.75 | 12.8999 | 3.6499 | 24729.1041 | 0 | 0.5 | 41.2386 | 33198.2819 | 12.1% | 7406.2827 | 312603.5989
2020-07-01 | 2020 | 57.9398 | 8007.2226 | 74235.203 | 0.15 | 3.822 | 0.04 | 8.5 | 34.1018 | 3.75 | 3.75 | 1.75 | 23.8381 | 14.5881 | 116809.8976 | 0 | 0.5 | 42.1018 | 126818.9259 | 12.1% | 19354.8877 | 463937.0393
2020-08-01 | 2020 | 66.6664 | 9547.0731 | 74254.5928 | 0.15 | 3.9662 | 0.04 | 8.5 | 35.3277 | 3.75 | 3.75 | 1.75 | 31.3387 | 22.0887 | 210882.7145 | 0 | 0.5 | 43.3277 | 222816.5559 | 12.1% | 31745.2091 | 636469.0467
2020-09-01 | 2020 | 60.9665 | 7699.2525 | 71878.0476 | 0.15 | 4.1379 | 0.04 | 8.5 | 36.7873 | 3.75 | 3.75 | 1.75 | 24.1792 | 14.9292 | 114943.8435 | 0 | 0.5 | 44.7873 | 124567.9091 | 12.1% | 18928.4199 | 469396.3094
2020-10-01 | 2020 | 57.7211 | 8657.3817 | 94930.42 | 0.15 | 4.3218 | 0.04 | 8.5 | 38.3503 | 3.75 | 3.75 | 1.75 | 19.3708 | 10.1208 | 87620.005 | 0 | 0.5 | 46.3503 | 98441.7321 | 12.1% | 16244.9426 | 499713.898
2020-11-01 | 2020 | 57.8157 | 7870.347 | 91892.125 | 0.15 | 4.5031 | 0.04 | 8.5 | 39.8916 | 3.75 | 3.75 | 1.75 | 17.9241 | 8.6741 | 68268.2887 | 0 | 0.5 | 47.8916 | 78106.2225 | 12.1% | 13389.8366 | 455029.733
2020-12-01 | 2020 | 60.0747 | 8657.3817 | 94979.9716 | 0.15 | 4.6947 | 0.04 | 8.5 | 41.5197 | 3.75 | 3.75 | 1.75 | 18.555 | 9.305 | 80556.6878 | 0 | 0.5 | 49.5197 | 91378.4149 | 12.1% | 15389.9366 | 520089.3515
2021-01-01 | 2021 | 59.0234 | 7870.347 | 95004.7473 | 0.15 | 4.4767 | 0.04 | 8.5 | 39.667 | 3.75 | 3.75 | 1.75 | 19.3564 | 10.1064 | 79540.86 | 0 | 0.5 | 47.667 | 89378.7938 | 12.1% | 14754.3676 | 464534.9724
2021-02-01 | 2021 | 45.0941 | 7870.347 | 85833.1176 | 0.15 | 4.1348 | 0.04 | 8.5 | 36.7605 | 3.75 | 3.75 | 1.75 | 8.3336 | 0 | 0 | 0 | 0.5 | 44.7605 | 2625.6965 | 12.1% | 4253.0109 | 354906.5509
2021-03-01 | 2021 | 44.0747 | 9050.899 | 95054.2988 | 0.15 | 3.9128 | 0.04 | 8.5 | 34.8738 | 3.75 | 3.75 | 1.75 | 9.2009 | 0 | 0 | 0 | 0.5 | 42.8738 | 10868.9951 | 12.1% | 5841.1281 | 398915.3501
2021-04-01 | 2021 | 43.5619 | 8657.3817 | 92012.0077 | 0.15 | 3.7954 | 0.04 | 8.5 | 33.876 | 3.75 | 3.75 | 1.75 | 9.6859 | 0.43588 | 3773.5987 | 0 | 0.5 | 41.876 | 14595.3259 | 12.1% | 6095.4373 | 377131.8732
2021-05-01 | 2021 | 47.776 | 6159.402 | 74429.1003 | 0.15 | 3.7668 | 0.04 | 8.5 | 33.6327 | 3.75 | 3.75 | 1.75 | 14.1433 | 4.8933 | 30139.9476 | 0 | 0.5 | 41.6327 | 37839.2001 | 12.1% | 7660.0901 | 294271.7425
2021-06-01 | 2021 | 47.848 | 6775.3422 | 72046.9258 | 0.15 | 3.8123 | 0.04 | 8.5 | 34.0195 | 3.75 | 3.75 | 1.75 | 13.8285 | 4.5785 | 31020.9525 | 0 | 0.5 | 42.0195 | 39490.1303 | 12.1% | 8167.9032 | 324186.3267
2021-07-01 | 2021 | 58.0282 | 8007.2226 | 74467.8797 | 0.15 | 3.9163 | 0.04 | 8.5 | 34.904 | 3.75 | 3.75 | 1.75 | 23.1242 | 13.8742 | 111093.9929 | 0 | 0.5 | 42.904 | 121103.0212 | 12.1% | 18662.9844 | 464644.6707
2021-08-01 | 2021 | 70.3814 | 8691.6006 | 74487.2694 | 0.15 | 4.0641 | 0.04 | 8.5 | 36.1602 | 3.75 | 3.75 | 1.75 | 34.2213 | 24.9713 | 217040.3627 | 0 | 0.5 | 44.1602 | 227904.8635 | 12.1% | 31933.4063 | 611727.3921
2021-09-01 | 2021 | 65.0062 | 7014.8745 | 72103.2185 | 0.15 | 4.2401 | 0.04 | 8.5 | 37.6558 | 3.75 | 3.75 | 1.75 | 27.3504 | 18.1004 | 126971.8957 | 0 | 0.5 | 45.6558 | 135740.4888 | 12.1% | 19938.658 | 456010.1238
2021-10-01 | 2021 | 59.5404 | 8263.8643 | 95227.7291 | 0.15 | 4.4285 | 0.04 | 8.5 | 39.2574 | 3.75 | 3.75 | 1.75 | 20.283 | 11.033 | 91175.3094 | 0 | 0.5 | 47.2574 | 101505.1398 | 12.1% | 16419.0057 | 492034.0596
2021-11-01 | 2021 | 60.5927 | 8263.8643 | 92179.8434 | 0.15 | 4.6143 | 0.04 | 8.5 | 40.8368 | 3.75 | 3.75 | 1.75 | 19.7559 | 10.5059 | 86819.0752 | 0 | 0.5 | 48.8368 | 97148.9056 | 12.1% | 15891.6888 | 500729.517
2021-12-01 | 2021 | 62.6325 | 9050.899 | 95277.2807 | 0.15 | 4.8106 | 0.04 | 8.5 | 42.5051 | 3.75 | 3.75 | 1.75 | 20.1274 | 10.8774 | 98450.3748 | 0 | 0.5 | 50.5051 | 109763.9986 | 12.1% | 17812.2478 | 566880.4993
2022-01-01 | 2022 | 0 | 0 | 0 | 0.15 | 4.851 | 0.04 | 8.5 | 42.8485 | 3.75 | 3.75 | 1.75 | 0 | 0 | 0 | 0 | 0.5 | 50.8485 | 0 | 12.1% | 0 | 0
2022-02-01 | 2022 | 0 | 0 | 0 | 0.15 | 4.8 | 0.04 | 8.5 | 42.415 | 3.75 | 3.75 | 1.75 | 0 | 0 | 0 | 0 | 0.5 | 50.415 | 0 | 12.1% | 0 | 0
2022-03-01 | 2022 | 0 | 0 | 0 | 0.15 | 4.699 | 0.04 | 8.5 | 41.5565 | 3.75 | 3.75 | 1.75 | 0 | 0 | 0 | 0 | 0.5 | 49.5565 | 0 | 12.1% | 0 | 0
2022-04-01 | 2022 | 0 | 0 | 0 | 0.15 | 4.601 | 0.04 | 8.5 | 40.7235 | 3.75 | 3.75 | 1.75 | 0 | 0 | 0 | 0 | 0.5 | 48.7235 | 0 | 12.1% | 0 | 0
2022-05-01 | 2022 | 0 | 0 | 0 | 0.15 | 4.592 | 0.04 | 8.5 | 40.647 | 3.75 | 3.75 | 1.75 | 0 | 0 | 0 | 0 | 0.5 | 48.647 | 0 | 12.1% | 0 | 0
2022-06-01 | 2022 | 0 | 0 | 0 | 0.15 | 4.591 | 0.04 | 8.5 | 40.6385 | 3.75 | 3.75 | 1.75 | 0 | 0 | 0 | 0 | 0.5 | 48.6385 | 0 | 12.1% | 0 | 0
2022-07-01 | 2022 | 52.9503 | 684.378 | 0 | 0.15 | 4.656 | 0.04 | 8.5 | 41.191 | 3.75 | 3.75 | 1.75 | 11.7593 | 2.5093 | 1717.3312 | 0 | 0.5 | 49.191 | 2572.8037 | 12.1% | 653.6238 | 36238.0419
2022-08-01 | 2022 | 55.5252 | 4927.5216 | 33208.8649 | 0.15 | 4.651 | 0.04 | 8.5 | 41.1485 | 3.75 | 3.75 | 1.75 | 14.3767 | 5.1267 | 25261.8807 | 0 | 0.5 | 49.1485 | 31421.2827 | 12.1% | 6267.2688 | 273601.5781
2022-09-01 | 2022 | 64.3736 | 7014.8745 | 72328.3895 | 0.15 | 4.622 | 0.04 | 8.5 | 40.902 | 3.75 | 3.75 | 1.75 | 23.4716 | 14.2216 | 99762.7065 | 0 | 0.5 | 48.902 | 108531.2996 | 12.1% | 16645.0188 | 451572.6924
2022-10-01 | 2022 | 49.9506 | 8263.8643 | 95525.0382 | 0.15 | 4.621 | 0.04 | 8.5 | 40.8935 | 3.75 | 3.75 | 1.75 | 9.0571 | 0 | 0 | 0 | 0.5 | 48.8935 | 8735.9256 | 12.1% | 5189.4053 | 412785.1772
2022-11-01 | 2022 | 0 | 0 | 0 | 0.15 | 4.638 | 0.04 | 8.5 | 41.038 | 3.75 | 3.75 | 1.75 | 0 | 0 | 0 | 0 | 0.5 | 49.038 | 0 | 12.1% | 0 | 0
2022-12-01 | 2022 | 0 | 0 | 0 | 0.15 | 4.69 | 0.04 | 8.5 | 41.48 | 3.75 | 3.75 | 1.75 | 0 | 0 | 0 | 0 | 0.5 | 49.48 | 0 | 12.1% | 0 | 0
2023-01-01 | 2023 | 0 | 0 | 0 | 0.15 | 4.948 | 0.04 | 8.5 | 43.673 | 3.75 | 3.75 | 1.75 | 0 | 0 | 0 | 0 | 0.5 | 51.673 | 0 | 12.1% | 0 | 0

## CCFMODEL
99 | 2 | 7
150 | 1 | 99 |  | C:\[LV Cogen.xls]CCFMODEL | [8 empty] | Year 5 | 2000-08-31 09:50 | 36769.41 |  |  | Year 10 |  |  |  |  | Year 15 |  |  |  |  | Year 20
6 | Proof | 9.9044e-10 |  | 1996-12-31 | 1997-12-31 | 1998-12-31 | 1999-08-01 | 1999-12-31 | 2000 | 2001 | 2002 | 2003 | 2004 | 2005 | 2006 | 2007 | 2008 | 2009 | 2010 | 2011 | 2012 | 2013 | 2014 | 2015 | 2016 | 2017 | 2018 | 2019 | 2020 | 2021 | 2022
West Coast Power LLP | [8 empty] | Year 15 2014: 36769.41
SCENARIO: |  | Base Case 08/31/00 |  | ($ in | Thousands | ) |  |  | Year 15 2014: C:\[LV Cogen.xls]CCFMODEL
Scheduled Capital Expenditures |  |  | Total Asset |  |  |  |  | 1999-12-31 | 2000 | 2001 | 2002 | 2003 | 2004 | 2005 | 2006 | 2007 | 2008 | 2009 | 2010 | 2011 | 2012 | 2013 | 2014 | 2015 | 2016 | 2017 | 2018 | 2019 | 2020 | 2021 | 2022
Depreciable Assets |  |  | Book Value | [5 empty] | 2007: Summary!D50; 2011: Summary!D56; C:\[LV Cogen.xls]CCFMODEL 2015: Summary!D62
| Fixed Assets | Purchase Price | 0 |  |  |  | 78714.5555 | 0 | 0 | 0 | 0 | 0 | 0 | 0 | 0 | 0 | 0 | 0 | 0 | 0 | 0 | 0 | 0 | 0 | 0 | 0 | 0 | 0 | 0 | 0 | 0
| Partial Overhaul 1 | Partial Overhaul 1 | 1331.9046 |  | Not all formulas in row same |  |  | 0 | 0 | 0 | 0 | 1331.9046 | 0 | 0 | 0 | 0 | 0 | 0 | 0 | 0 | 0 | 0 | 0 | 0 | 0 | 0 | 0 | 0 | 0 | 0 | 0
36277.8835 | Complete Overhaul 1 | Complete Overhaul 1 | 4611.7398 |  | Not all formulas in row same |  |  | 0 | 0 | 0 | 0 | 0 | 0 | 0 | 0 | 4611.7398 | 0 | 0 | 0 | 0 | 0 | 0 | 0 | 0 | 0 | 0 | 0 | 0 | 0 | 0 | 0
| Partial Overhaul 2 | Partial Overhaul 2 | 1870.6553 |  | Not all formulas in row same |  |  | 0 | 0 | 0 | 0 | 0 | 0 | 0 | 0 | 0 | 0 | 0 | 0 | 1870.6553 | 0 | 0 | 0 | 0 | 0 | 0 | 0 | 0 | 0 | 0 | 0
| Complete Overhaul 2 | Complete Overhaul 2 | 6463.7575 |  | Not all formulas in row same |  |  | 0 | 0 | 0 | 0 | 0 | 0 | 0 | 0 | 0 | 0 | 0 | 0 | 0 | 0 | 0 | 0 | 6463.7575 | 0 | 0 | 0 | 0 | 0 | 0 | 0
| Asset 6 | Asset 6 | 0 |  | Not all formulas in row same |  |  | 0 | 0 | 0 | 0 | 0 | 0 | 0 | 0 | 0 | 0 | 0 | 0 | 0 | 0 | 0 | 0 | 0 | 0 | 0 | 0 | 0 | 0 | 0 | 0
| Asset 7 | Asset 7 | 0 |  | Not all formulas in row same |  |  | 0 | 0 | 0 | 0 | 0 | 0 | 0 | 0 | 0 | 0 | 0 | 0 | 0 | 0 | 0 | 0 | 0 | 0 | 0 | 0 | 0 | 0 | 0 | 0
| Asset 8 | Asset 8 | 0 |  | Not all formulas in row same |  |  | 0 | 0 | 0 | 0 | 0 | 0 | 0 | 0 | 0 | 0 | 0 | 0 | 0 | 0 | 0 | 0 | 0 | 0 | 0 | 0 | 0 | 0 | 0 | 0
| Asset 9 | Asset 9 | 0 |  | Not all formulas in row same |  |  | 0 | 0 | 0 | 0 | 0 | 0 | 0 | 0 | 0 | 0 | 0 | 0 | 0 | 0 | 0 | 0 | 0 | 0 | 0 | 0 | 0 | 0 | 0 | 0
| Asset 10 | Asset 10 | 0 |  |  |  |  | 0 | 0 | 0 | 0 | 0 | 0 | 0 | 0 | 0 | 0 | 0 | 0 | 0 | 0 | 0 | 0 | 0 | 0 | 0 | 0 | 0 | 0 | 0 | 0
|  | Total Fixed Assets | 14278.0573 | 0 | 0 | 0 | 78714.5555 | 0 | 0 | 0 | 0 | 1331.9046 | 0 | 0 | 0 | 4611.7398 | 0 | 0 | 0 | 1870.6553 | 0 | 0 | 0 | 6463.7575 | 0 | 0 | 0 | 0 | 0 | 0 | 0
Capitalized Construction Interest/Intangibles
|  | Funding 1 | 0 |  |  |  |  | 0 | 0 | 0 | 0 | 0 | 0 | 0 | 0 | 0 | 0 | 0 | 0 | 0 | 0 | 0 | 0 | 0 | 0 | 0 | 0 | 0 | 0 | 0 | 0
Rate: | 13% | Funding 2 | 0 |  |  |  |  | 0 | 0 | 0 | 0 | 0 | 0 | 0 | 0 | 0 | 0 | 0 | 0 | 0 | 0 | 0 | 0 | 0 | 0 | 0 | 0 | 0 | 0 | 0 | 0
|  | Subtotal | 0 | 0 | 0 | 0 | 0 | 0 | 0 | 0 | 0 | 0 | 0 | 0 | 0 | 0 | 0 | 0 | 0 | 0 | 0 | 0 | 0 | 0 | 0 | 0 | 0 | 0 | 0 | 0 | 0
Non-Depreciable Assets (Land) |  |  | 0 | 0 | 0 | 0 | 0 | 0 | 0 | 0 | 0 | 0 | 0 | 0 | 0 | 0 | 0 | 0 | 0 | 0 | 0 | 0 | 0 | 0 | 0 | 0 | 0 | 0 | 0 | 0 | 0
Total Capital Expenditures |  |  | 14278.0573 | 0 | 0 | 0 | 78714.5555 | 0 | 0 | 0 | 0 | 1331.9046 | 0 | 0 | 0 | 4611.7398 | 0 | 0 | 0 | 1870.6553 | 0 | 0 | 0 | 6463.7575 | 0 | 0 | 0 | 0 | 0 | 0 | 0
Oil & Gas Prices
Depreciation & Amortization Parameters | [33 empty] | Oil & Gas Reserve Information
Hedging Profits/(Losses)
|  | Book Capitalization and Depreciation | [6 empty] | 2002: Tax Depreciation |  |  | Oil & Gas Reserve Totals
Start
|  |  | Simulated | Residual/ | Depreciation |  | Method | DB Decline | 2004: Simulated; 2005: Residual/; 2006: Start; 2008: Method; 2009: DB Decline
Depreciable Assets |  | Desc. | Cost | Salvage | (mm/dd/yy) | Life (yrs) | (SL/DB) | Rate | 2002: Desc.; 2004: Value; 2005: Salvage; 2006: (mm/dd/yy); 2007: Life (yrs.); 2008: (SL/DB); 2009: Rate
|  | Purchase Price | 78714.5555 | 0 | 1999-08-01 | 15 | SL | 0% | 2002: Purchase Price; 2004: 78714.5555; 2005: 0; 2006: 1999-08-01; 2007: 15; 2008: DB; 2009: 150%
|  | Partial Overhaul 1 | 1331.9046 | 0 | 2003-08-01 | 8 | SL | 0% | 2002: Partial Overhaul 1; 2004: 1331.9046; 2005: 0; 2006: 2003-08-01; 2007: 8; 2008: DB; 2009: 150%
|  | Complete Overhaul 1 | 4611.7398 | 0 | 1903-08-23 21:43 | 8 | SL | 0% | 2002: Complete Overhaul 1; 2004: 4611.7398; 2005: 0; 2006: 2007-08-01; 2007: 8; 2008: DB; 2009: 150%
|  | Partial Overhaul 2 | 1870.6553 | 0 | 2011-08-01 | 8 | SL | 0% | 2002: Partial Overhaul 2; 2004: 1870.6553; 2005: 0; 2006: 2011-08-01; 2007: 8; 2008: DB; 2009: 150%
|  | Complete Overhaul 2 | 6463.7575 | 0 | 2015-08-01 | 8 | SL | 0% | 2002: Complete Overhaul 2; 2004: 6463.7575; 2005: 0; 2006: 2015-08-01; 2007: 8; 2008: DB; 2009: 150%
0 |  | Contract Buy-Out | 0 | 0 | 2000-12-31 | 13.5818 | SL | 0% | 2000: 1997-06-30; 2002: Contract Buy-Out; 2004: 0; 2005: 0; 2006: 2000-12-31; 2007: 13.5818; 2008: DB; 2009: 150%
|  | Asset 6 | 0 | 0 | 1997-06-30 | 6 | DB | 200% | 2002: Asset 6; 2004: 0; 2005: 0; 2006: 1997-06-15; 2007: 5; 2008: DB; 2009: 200%
|  | Asset 8 | 0 | 0 | 0 | 6 | DB | 200% | 2002: Asset 8; 2004: 0; 2005: 0; 2006: 1997-06-15; 2007: 5; 2008: DB; 2009: 200%
|  | Asset 9 | 0 | 0 | 0 | 6 | DB | 200% | 2002: Asset 9; 2004: 0; 2005: 0; 2006: 1997-06-15; 2007: 5; 2008: DB; 2009: 200%
|  | Asset 10 | 0 | 0 | 0 | 6 | DB | 200% | 2002: Asset 10; 2004: 0; 2005: 0; 2006: 1997-06-15; 2007: 5; 2008: DB; 2009: 200%
|  | Subtotal | 92992.6128 | 0 |  |  |  |  | 2002: Subtotal; 2004: 92992.6128; 2005: 0
Capitalized Construction Interest/Intangibles
|  | Funding 1 | 0 | 0 | 1999-08-01 | 7 | SL | 150% | 2002: Funding 1; 2004: 0; 2005: 0; 2006: 1999-08-01; 2007: 5; 2008: SL; 2009: 200%
|  | Funding 2 | 0 | 0 | 1997-05-15 | 2 | SL |  | 2002: Funding 2; 2004: 0; 2005: 0; 2006: 1997-11-12; 2007: 2; 2008: DB; 2009: 150%
|  | Subtotal | 0 | 0 |  |  |  |  | 2002: Subtotal; 2004: 0
[12 empty] | diff. vs. book: | 0
Scheduled Depreciation Expense - Book | [7 empty] | 1999-12-31 | 2000 | 2001 | 2002 | 2003 | 2004 | 2005 | 2006 | 2007 | 2008 | 2009 | 2010 | 2011 | 2012 | 2013 | 2014 | 2015 | 2016 | 2017 | 2018 | 2019 | 2020 | 2021 | 2022
Depreciable Assets |  | Purchase Price | [5 empty] | 2186.5154 | 5247.637 | 5247.637 | 5247.637 | 5247.637 | 5247.637 | 5247.637 | 5247.637 | 5247.637 | 5247.637 | 5247.637 | 5247.637 | 5247.637 | 5247.637 | 5247.637 | 3061.1216 | 0 | 0 | 0 | 0 | 0 | 0 | 0 | 0
|  | Partial Overhaul 1 | [5 empty] | 0 | 0 | 0 | 0 | 69.37 | 166.4881 | 166.4881 | 166.4881 | 166.4881 | 166.4881 | 166.4881 | 166.4881 | 97.118 | 0 | 0 | 0 | 0 | 0 | 0 | 0 | 0 | 0 | 0 | 0
|  | Complete Overhaul 1 | [5 empty] | 0 | 0 | 0 | 0 | 0 | 0 | 0 | 0 | 0 | 0 | 0 | 0 | 0 | 0 | 0 | 0 | 0 | 0 | 0 | 0 | 0 | 0 | 0 | 0
|  | Partial Overhaul 2 | [5 empty] | 0 | 0 | 0 | 0 | 0 | 0 | 0 | 0 | 0 | 0 | 0 | 0 | 97.43 | 233.8319 | 233.8319 | 233.8319 | 233.8319 | 233.8319 | 233.8319 | 233.8319 | 136.4019 | 0 | 0 | 0
|  | Complete Overhaul 2 | [5 empty] | 0 | 0 | 0 | 0 | 0 | 0 | 0 | 0 | 0 | 0 | 0 | 0 | 0 | 0 | 0 | 0 | 336.654 | 807.9697 | 807.9697 | 807.9697 | 807.9697 | 807.9697 | 807.9697 | 807.9697
|  | Contract Buy-Out | [5 empty] | 0 | 0 | 0 | 0 | 0 | 0 | 0 | 0 | 0 | 0 | 0 | 0 | 0 | 0 | 0 | 0
|  | Asset 6 | [5 empty] | 0 | 0 | 0 | 0 | 0 | 0 | 0 | 0 | 0 | 0 | 0 | 0 | 0 | 0 | 0 | 0 | 0 | 0 | 0 | 0 | 0 | 0 | 0 | 0
|  | Asset 8 | [5 empty] | 0 | 0 | 0 | 0 | 0 | 0 | 0 | 0 | 0 | 0 | 0 | 0 | 0 | 0 | 0 | 0 | 0 | 0 | 0 | 0 | 0 | 0 | 0 | 0
|  | Asset 9 | [5 empty] | 0 | 0 | 0 | 0 | 0 | 0 | 0 | 0 | 0 | 0 | 0 | 0 | 0 | 0 | 0 | 0 | 0 | 0 | 0 | 0 | 0 | 0 | 0 | 0
|  | Asset 10 | [5 empty] | 0 | 0 | 0 | 0 | 0 | 0 | 0 | 0 | 0 | 0 | 0 | 0 | 0 | 0 | 0 | 0 | 0 | 0 | 0 | 0 | 0 | 0 | 0 | 0
| Total Depreciation Expense | [6 empty] | 2186.5154 | 5247.637 | 5247.637 | 5247.637 | 5317.0071 | 5414.1251 | 5414.1251 | 5414.1251 | 5414.1251 | 5414.1251 | 5414.1251 | 5414.1251 | 5442.185 | 5481.4689 | 5481.4689 | 3294.9535 | 570.486 | 1041.8016 | 1041.8016 | 1041.8016 | 944.3716 | 807.9697 | 807.9697 | 807.9697
Capitalized Construction Interest/Intangibles
|  | Funding 1 | [5 empty] | 0 | 0 | 0 | 0 | 0 | 0 | 0 | 0 | 0 | 0 | 0 | 0 | 0 | 0 | 0 | 0 | 0 | 0 | 0 | 0 | 0 | 0 | 0 | 0
|  | Funding 2 | [5 empty] | 0 | 0 | 0 | 0 | 0 | 0 | 0 | 0 | 0 | 0 | 0 | 0 | 0 | 0 | 0 | 0 | 0 | 0 | 0 | 0 | 0 | 0 | 0 | 0
| Total Amortization of Capitalized Interest | [6 empty] | 0 | 0 | 0 | 0 | 0 | 0 | 0 | 0 | 0 | 0 | 0 | 0 | 0 | 0 | 0 | 0 | 0 | 0 | 0 | 0 | 0 | 0 | 0 | 0
Total Book Depreciation/Amortization Expense | [7 empty] | 2186.5154 | 5247.637 | 5247.637 | 5247.637 | 5317.0071 | 5414.1251 | 5414.1251 | 5414.1251 | 5414.1251 | 5414.1251 | 5414.1251 | 5414.1251 | 5442.185 | 5481.4689 | 5481.4689 | 3294.9535 | 570.486 | 1041.8016 | 1041.8016 | 1041.8016 | 944.3716 | 807.9697 | 807.9697 | 807.9697
chk: | -5083.0555
Scheduled Depreciation Expense - Tax | [5 empty] | 20 yrs MACRS (1/2 yr.) |  | 3.75% | 7.219% | 6.677% | 6.177% | 5.713% | 5.285% | 4.888% | 4.522% | 4.462% | 4.461% | 4.462% | 4.461% | 4.462% | 4.461% | 4.462% | 4.461% | 4.462% | 4.461% | 4.462% | 4.461% | 2.231% | 0% | 0% | 0%
Depreciable Assets |  | Purchase Price | [5 empty] | 3277.976 | 7541.5014 | 6766.8202 | 6090.1382 | 5481.1243 | 4946.5641 | 4635.2815 | 4635.2815 | 4635.2815 | 4648.0158 | 4635.2815 | 4635.2815 | 4635.2815 | 4648.0158 | 4635.2815 | 2648.7323 | 0 | 0 | 0 | 0 | 0 | 0 | 0 | 0
|  | Partial Overhaul 1 | [5 empty] | 0 | 0 | 0 | 0 | 103.998 | 230.1042 | 186.3435 | 151.4041 | 143.3099 | 143.7036 | 143.3157 | 143.3157 | 82.6821 | 0 | 0 | 0 | 0 | 0 | 0 | 0 | 0 | 0 | 0 | 0
|  | Complete Overhaul 1 | [5 empty] | 0 | 0 | 0 | 0 | 0 | 0 | 0 | 0 | 360.0948 | 796.7393 | 645.2172 | 524.2389 | 496.2126 | 497.5758 | 496.2328 | 496.2328 | 286.2881 | 0 | 0 | 0 | 0 | 0 | 0 | 0
|  | Partial Overhaul 2 | [5 empty] | 0 | 0 | 0 | 0 | 0 | 0 | 0 | 0 | 0 | 0 | 0 | 0 | 146.0649 | 323.1805 | 261.7188 | 212.6465 | 201.2782 | 201.8312 | 201.2864 | 201.2864 | 116.1268 | 0 | 0 | 0
|  | Complete Overhaul 2 | [5 empty] | 0 | 0 | 0 | 0 | 0 | 0 | 0 | 0 | 0 | 0 | 0 | 0 | 0 | 0 | 0 | 0 | 504.7044 | 1116.6999 | 904.3284 | 734.7668 | 695.4855 | 697.3961 | 695.5137 | 695.5137
|  | Contract Buy-Out | [5 empty] | 0 | 0 | 0 | 0 | 0 | 0 | 0 | 0 | 0 | 0 | 0 | 0 | 0 | 0 | 0 | 0 | 0 | 0 | 0 | 0 | 0 | 0 | 0 | 0
|  | Asset 6 | [5 empty] | 0 | 0 | 0 | 0 | 0 | 0 | 0 | 0 | 0 | 0 | 0 | 0 | 0 | 0 | 0 | 0 | 0 | 0 | 0 | 0 | 0 | 0 | 0 | 0
|  | Asset 8 | [5 empty] | 0 | 0 | 0 | 0 | 0 | 0 | 0 | 0 | 0 | 0 | 0 | 0 | 0 | 0 | 0 | 0 | 0 | 0 | 0 | 0 | 0 | 0 | 0 | 0
|  | Asset 9 | [5 empty] | 0 | 0 | 0 | 0 | 0 | 0 | 0 | 0 | 0 | 0 | 0 | 0 | 0 | 0 | 0 | 0 | 0 | 0 | 0 | 0 | 0 | 0 | 0 | 0
|  | Asset 10 | [5 empty] | 0 | 0 | 0 | 0 | 0 | 0 | 0 | 0 | 0 | 0 | 0 | 0 | 0 | 0 | 0 | 0 | 0 | 0 | 0 | 0 | 0 | 0 | 0 | 0
| Total Depreciation Expense | [6 empty] | 3277.976 | 7541.5014 | 6766.8202 | 6090.1382 | 5585.1224 | 5176.6683 | 4821.625 | 4786.6856 | 5138.6861 | 5588.4586 | 5423.8144 | 5302.8361 | 5360.2411 | 5468.7721 | 5393.233 | 3357.6116 | 992.2707 | 1318.5311 | 1105.6148 | 936.0532 | 811.6122 | 697.3961 | 695.5137 | 695.5137
Capitalized Construction Interest/Intangibles
|  | Funding 1 | [5 empty] | 0 | 0 | 0 | 0 | 0 | 0 | 0 | 0 | 0 | 0 | 0 | 0 | 0 | 0 | 0 | 0 | 0 | 0 | 0 | 0 | 0 | 0 | 0 | 0
|  | Funding 2 | [5 empty] | 0 | 0 | 0 | 0 | 0 | 0 | 0 | 0 | 0 | 0 | 0 | 0 | 0 | 0 | 0 | 0 | 0 | 0 | 0 | 0 | 0 | 0 | 0 | 0
| Total Amortization of Capitalized Interest | [6 empty] | 0 | 0 | 0 | 0 | 0 | 0 | 0 | 0 | 0 | 0 | 0 | 0 | 0 | 0 | 0 | 0 | 0 | 0 | 0 | 0 | 0 | 0 | 0 | 0
Total Tax Depreciation/Amortization Expense | [7 empty] | 3277.976 | 7541.5014 | 6766.8202 | 6090.1382 | 5585.1224 | 5176.6683 | 4821.625 | 4786.6856 | 5138.6861 | 5588.4586 | 5423.8144 | 5302.8361 | 5360.2411 | 5468.7721 | 5393.233 | 3357.6116 | 992.2707 | 1318.5311 | 1105.6148 | 936.0532 | 811.6122 | 697.3961 | 695.5137 | 695.5137
chk: | -659.9171
Fixed Asset Summary | [7 empty] | 1999-12-31 | 2000 | 2001 | 2002 | 2003 | 2004 | 2005 | 2006 | 2007 | 2008 | 2009 | 2010 | 2011 | 2012 | 2013 | 2014 | 2015 | 2016 | 2017 | 2018 | 2019 | 2020 | 2021 | 2022
| Depreciable Assets | [5 empty] | 78714.5555 | 0 | 0 | 0 | 0 | 1331.9046 | 0 | 0 | 0 | 4611.7398 | 0 | 0 | 0 | 1870.6553 | 0 | 0 | 0 | 6463.7575 | 0 | 0 | 0 | 0 | 0 | 0 | 0
| Capitalized Costs | [5 empty] | 0 | 0 | 0 | 0 | 0 | 0 | 0 | 0 | 0 | 0 | 0 | 0 | 0 | 0 | 0 | 0 | 0 | 0 | 0 | 0 | 0 | 0 | 0 | 0 | 0
| Land | [5 empty] | 0 | 0 | 0 | 0 | 0 | 0 | 0 | 0 | 0 | 0 | 0 | 0 | 0 | 0 | 0 | 0 | 0 | 0 | 0 | 0 | 0 | 0 | 0 | 0 | 0
| Total Capital Expenditures |  |  | 0 | 0 | 0 | 78714.5555 | 0 | 0 | 0 | 0 | 1331.9046 | 0 | 0 | 0 | 4611.7398 | 0 | 0 | 0 | 1870.6553 | 0 | 0 | 0 | 6463.7575 | 0 | 0 | 0 | 0 | 0 | 0 | 0
Depreciation and Amortization Expense - Book
| Depreciation Expense - Pre-Transaction Assets |  |  | 0 | 0 | 0 | 0 | 0 | 0 | 0 | 0 | 0 | 0 | 0 | 0 | 0 | 0 | 0 | 0 | 0 | 0 | 0 | 0 | 0 | 0 | 0 | 0 | 0 | 0 | 0 | 0
| Add: Book Depreciation Expense - Transaction Assets | [6 empty] | 2186.5154 | 5247.637 | 5247.637 | 5247.637 | 5317.0071 | 5414.1251 | 5414.1251 | 5414.1251 | 5414.1251 | 5414.1251 | 5414.1251 | 5414.1251 | 5442.185 | 5481.4689 | 5481.4689 | 3294.9535 | 570.486 | 1041.8016 | 1041.8016 | 1041.8016 | 944.3716 | 807.9697 | 807.9697 | 807.9697
| Total Depreciation Expense - Book |  |  | 0 | 0 | 0 | 0 | 2186.5154 | 5247.637 | 5247.637 | 5247.637 | 5317.0071 | 5414.1251 | 5414.1251 | 5414.1251 | 5414.1251 | 5414.1251 | 5414.1251 | 5414.1251 | 5442.185 | 5481.4689 | 5481.4689 | 3294.9535 | 570.486 | 1041.8016 | 1041.8016 | 1041.8016 | 944.3716 | 807.9697 | 807.9697 | 807.9697
| Amortization of Capitalized Costs - Book | [6 empty] | 0 | 0 | 0 | 0 | 0 | 0 | 0 | 0 | 0 | 0 | 0 | 0 | 0 | 0 | 0 | 0 | 0 | 0 | 0 | 0 | 0 | 0 | 0 | 0
Depreciation and Amortization Expense - Tax
| Depreciation Expense - Pre-Transaction Assets |  |  | 0 | 0 | 0 | 0 | 0 | 0 | 0 | 0 | 0 | 0 | 0 | 0 | 0 | 0 | 0 | 0 | 0 | 0 | 0 | 0 | 0 | 0 | 0 | 0 | 0 | 0 | 0 | 0
| Add: Book Depreciation Expense - Transaction Assets | [6 empty] | 3277.976 | 7541.5014 | 6766.8202 | 6090.1382 | 5585.1224 | 5176.6683 | 4821.625 | 4786.6856 | 5138.6861 | 5588.4586 | 5423.8144 | 5302.8361 | 5360.2411 | 5468.7721 | 5393.233 | 3357.6116 | 992.2707 | 1318.5311 | 1105.6148 | 936.0532 | 811.6122 | 697.3961 | 695.5137 | 695.5137
| Net Depreciation Expense - Tax |  |  | 0 | 0 | 0 | 0 | 3277.976 | 7541.5014 | 6766.8202 | 6090.1382 | 5585.1224 | 5176.6683 | 4821.625 | 4786.6856 | 5138.6861 | 5588.4586 | 5423.8144 | 5302.8361 | 5360.2411 | 5468.7721 | 5393.233 | 3357.6116 | 992.2707 | 1318.5311 | 1105.6148 | 936.0532 | 811.6122 | 697.3961 | 695.5137 | 695.5137
| Amortization of Capitalized Costs - Tax | [6 empty] | 0 | 0 | 0 | 0 | 0 | 0 | 0 | 0 | 0 | 0 | 0 | 0 | 0 | 0 | 0 | 0 | 0 | 0 | 0 | 0 | 0 | 0 | 0 | 0
MACROECONOMIC DATA
[7 empty] | 1 | 1 | 1.03 | 1.0609 | 1.0927 | 1.1255 | 1.1593 | 1.1941 | 1.2299 | 1.2668 | 1.3048 | 1.3439 | 1.3842 | 1.4258 | 1.4685 | 1.5126 | 1.558 | 1.6047 | 1.6528 | 1.7024 | 1.7535 | 1.8061 | 1.8603 | 1.9161 | 1.9736
Escalation Factors - Dollars | [7 empty] | 1999-12-31 | 2000 | 2001 | 2002 | 2003 | 2004 | 2005 | 2006 | 2007 | 2008 | 2009 | 2010 | 2011 | 2012 | 2013 | 2014 | 2015 | 2016 | 2017 | 2018 | 2019 | 2020 | 2021 | 2022
[7 empty] | 1999 | 1999 | 2000 | 2001 | 2002 | 2003 | 2004 | 2005 | 2006 | 2007 | 2008 | 2009 | 2010 | 2011 | 2012 | 2013 | 2014 | 2015 | 2016 | 2017 | 2018 | 2019 | 2020 | 2021 | 2022
(1) | Input Scenario | [6 empty] | 2.676% | 3% | 3% | 3% | 3% | 3% | 3% | 3% | 3% | 3% | 3% | 3% | 3% | 3% | 3% | 3% | 3% | 3% | 3% | 3% | 3% | 3% | 3% | 3%
| Inflation Rate | [6 empty] | 2.676% | 3% | 3% | 3% | 3% | 3% | 3% | 3% | 3% | 3% | 3% | 3% | 3% | 3% | 3% | 3% | 3% | 3% | 3% | 3% | 3% | 3% | 3% | 3%
| Cumulative index equivalent | [6 empty] | 1.0268 | 1.0576 | 1.0893 | 1.122 | 1.1556 | 1.1903 | 1.226 | 1.2628 | 1.3007 | 1.3397 | 1.3799 | 1.4213 | 1.4639 | 1.5078 | 1.5531 | 1.5997 | 1.6477 | 1.6971 | 1.748 | 1.8004 | 1.8544 | 1.9101 | 1.9674 | 2.0264
| Cumulative 80% index equivalent | [6 empty] | 1.0214 | 1.0459 | 1.071 | 1.0967 | 1.1231 | 1.15 | 1.1776 | 1.2059 | 1.2348 | 1.2644 | 1.2948 | 1.3259 | 1.3577 | 1.3903 | 1.4236 | 1.4578 | 1.4928 | 1.5286 | 1.5653 | 1.6029 | 1.6413 | 1.6807 | 1.7211 | 1.7624
Other Currency Information
| Second currency name: |  | Reis
Reis Exchange Rate
(1) | Input Scenario
| Exchange rate: Reis/USD |  |  | 1 | 1 | 1 | bar: 1999 to 2022 2022
| Dollar Value of Reis |  |  | 1 | 1 | 1 | bar: 1999 to 2022 2022
Reis Escalation Factors
(1) | Input Scenario | Distribution | Normal
Inflation Rate | bar: 1999 to 2022 2022
Cumulative index equivalent | bar: 1999 to 2022 2022
NPC CONTRACTED REVENUES
Output Pricing | [7 empty] | 1999-12-31 | 2000 | 2001 | 2002 | 2003 | 2004 | 2005 | 2006 | 2007 | 2008 | 2009 | 2010 | 2011 | 2012 | 2013 | 2014 | 2015 | 2016 | 2017 | 2018 | 2019 | 2020 | 2021 | 2022
| Currency (USD-1, Reis-2) |  | 1
| Escalation Scenario (1 Flat, 2 esc) |  | 1
| Beginning Price |  | 0 |  |  | Input Price |  | 0 | 0 | 0 | 0 | 0 | 0 | 0 | 0 | 0 | 0 | 0 | 0 | 0 | 0 | 0 | 0 | 0 | 0 | 0 | 0 | 0 | 0 | 0 | 0
[6 empty] | Adustments |  | 0 | 66.7287 | 68.3202 | 69.9599 | 71.6389 | 73.3179 | 75.1188 | 76.9217 | 78.7678 | 80.6138 | 82.594 | 84.5763 | 86.6061 | 88.6358 | 90.8131 | 92.9926 | 95.2244 | 97.4561 | 99.85 | 102.2464 | 104.7004 | 107.1542 | 109.7863 | 112.4212
[6 empty] | Adustments |  | 0 | 0 | 0 | 0 | 0 | 0 | 0 | 0 | 0 | 0 | 0 | 0 | 0 | 0 | 0 | 0 | 0 | 0 | 0 | 0 | 0 | 0 | 0 | 0
[6 empty] | Adustments |  | 0 | 0 | 0 | 0 | 0 | 0 | 0 | 0 | 0 | 0 | 0 | 0 | 0 | 0 | 0 | 0 | 0 | 0 | 0 | 0 | 0 | 0 | 0 | 0
[6 empty] | Adustments |  | 0 | 0 | 0 | 0 | 0 | 0 | 0 | 0 | 0 | 0 | 0 | 0 | 0 | 0 | 0 | 0 | 0 | 0 | 0 | 0 | 0 | 0 | 0 | 0
[6 empty] | Total Price |  | 0 | 66.7287 | 68.3202 | 69.9599 | 71.6389 | 73.3179 | 75.1188 | 76.9217 | 78.7678 | 80.6138 | 82.594 | 84.5763 | 86.6061 | 88.6358 | 90.8131 | 92.9926 | 95.2244 | 97.4561 | 99.85 | 102.2464 | 104.7004 | 107.1542 | 109.7863 | 112.4212
[6 empty] | Price in USD |  | 0 | 66.7287 | 68.3202 | 69.9599 | 71.6389 | 73.3179 | 75.1188 | 76.9217 | 78.7678 | 80.6138 | 82.594 | 84.5763 | 86.6061 | 88.6358 | 90.8131 | 92.9926 | 95.2244 | 97.4561 | 99.85 | 102.2464 | 104.7004 | 107.1542 | 109.7863 | 112.4212
Output Sales | [7 empty] | 1999-12-31 | 2000 | 2001 | 2002 | 2003 | 2004 | 2005 | 2006 | 2007 | 2008 | 2009 | 2010 | 2011 | 2012 | 2013 | 2014 | 2015 | 2016 | 2017 | 2018 | 2019 | 2020 | 2021 | 2022
[5 empty] | Sales |  |  | 0 | 204.1166 | 203.5404 | 203.5404 | 203.5404 | 204.1166 | 203.5404 | 203.5404 | 203.5404 | 204.1166 | 203.5404 | 203.5404 | 203.5404 | 204.1166 | 203.5404 | 203.5404 | 203.5404 | 204.1166 | 203.5404 | 203.5404 | 203.5404 | 204.1166 | 203.5404 | 203.5404
[5 empty] | Price |  |  | 0 | 66.7287 | 68.3202 | 69.9599 | 71.6389 | 73.3179 | 75.1188 | 76.9217 | 78.7678 | 80.6138 | 82.594 | 84.5763 | 86.6061 | 88.6358 | 90.8131 | 92.9926 | 95.2244 | 97.4561 | 99.85 | 102.2464 | 104.7004 | 107.1542 | 109.7863 | 112.4212
[5 empty] | Total Output 1 Revenue |  |  | 0 | 13620.4368 | 13905.915 | 14239.657 | 14581.4088 | 14965.3924 | 15289.7153 | 15656.6685 | 16032.4285 | 16454.6229 | 16811.2197 | 17214.689 | 17627.8416 | 18092.0493 | 18484.1316 | 18927.7507 | 19382.0168 | 19892.4185 | 20323.5176 | 20811.282 | 21310.7528 | 21871.9455 | 22345.9439 | 22882.2466
156849.21
MERCHANT MARKET SALES
Output Pricing
| Currency (USD-1, Reis-2) |  | 1
| Escalation Scenario (1 Flat, 2 esc) |  | 1
| Beginning Price |  | 0 |  |  | Input Price |  | 0 | 0 | 0 | 0 | 0 | 0 | 0 | 0 | 0 | 0 | 0 | 0 | 0 | 0 | 0 | 0 | 0 | 0 | 0 | 0 | 0 | 0 | 0 | 0
[6 empty] | Adustments |  | 0 | 65.7496 | 47.6832 | 43.569 | 37.5843 | 35.9476 | 39.3387 | 39.7719 | 41.5344 | 42.5271 | 44.0288 | 44.2983 | 45.4564 | 46.3697 | 47.6078 | 48.2579 | 49.8231 | 50.9958 | 51.5202 | 51.642 | 53.8459 | 53.842 | 55.4577 | 56.2069
[6 empty] | Adustments |  | 0 | 0 | 0 | 0 | 0 | 0 | 0 | 0 | 0 | 0 | 0 | 0 | 0 | 0 | 0 | 0 | 0 | 0 | 0 | 0 | 0 | 0 | 0 | 0
[6 empty] | Adustments |  | 0 | 0 | 0 | 0 | 0 | 0 | 0 | 0 | 0 | 0 | 0 | 0 | 0 | 0 | 0 | 0 | 0 | 0 | 0 | 0 | 0 | 0 | 0 | 0
[6 empty] | Adustments |  | 0 | 0 | 0 | 0 | 0 | 0 | 0 | 0 | 0 | 0 | 0 | 0 | 0 | 0 | 0 | 0 | 0 | 0 | 0 | 0 | 0 | 0 | 0 | 0
[6 empty] | Total Price |  | 0 | 65.7496 | 47.6832 | 43.569 | 37.5843 | 35.9476 | 39.3387 | 39.7719 | 41.5344 | 42.5271 | 44.0288 | 44.2983 | 45.4564 | 46.3697 | 47.6078 | 48.2579 | 49.8231 | 50.9958 | 51.5202 | 51.642 | 53.8459 | 53.842 | 55.4577 | 56.2069
[6 empty] | Price in USD |  | 0 | 65.7496 | 47.6832 | 43.569 | 37.5843 | 35.9476 | 39.3387 | 39.7719 | 41.5344 | 42.5271 | 44.0288 | 44.2983 | 45.4564 | 46.3697 | 47.6078 | 48.2579 | 49.8231 | 50.9958 | 51.5202 | 51.642 | 53.8459 | 53.842 | 55.4577 | 56.2069
Output Sales | [7 empty] | 1999-12-31 | 2000 | 2001 | 2002 | 2003 | 2004 | 2005 | 2006 | 2007 | 2008 | 2009 | 2010 | 2011 | 2012 | 2013 | 2014 | 2015 | 2016 | 2017 | 2018 | 2019 | 2020 | 2021 | 2022
[5 empty] | Option Value |  |  | 0 | 0 | 0 | 0 | 0 | 0 | 0 | 0 | 0 | 0 | 0 | 0 | 0 | 0 | 0 | 0 | 0 | 0 | 0 | 0 | 0 | 0 | 0 | 0
[5 empty] | Sales |  |  | 0 | 106.9683 | 223.5264 | 153.6685 | 150.8027 | 117.0629 | 90.3892 | 98.7729 | 99.731 | 103.1015 | 98.6531 | 101.9552 | 98.482 | 98.8413 | 97.1988 | 97.5068 | 97.5068 | 97.2501 | 97.1646 | 96.5144 | 96.5144 | 97.2159 | 95.676 | 20.8906
[5 empty] | Price |  |  | 0 | 65.7496 | 47.6832 | 43.569 | 37.5843 | 35.9476 | 39.3387 | 39.7719 | 41.5344 | 42.5271 | 44.0288 | 44.2983 | 45.4564 | 46.3697 | 47.6078 | 48.2579 | 49.8231 | 50.9958 | 51.5202 | 51.642 | 53.8459 | 53.842 | 55.4577 | 56.2069
[5 empty] | Total Output 2 Revenue |  |  | 0 | 7033.1195 | 10658.4534 | 6695.1849 | 5667.8135 | 4208.1233 | 3555.7924 | 3928.3867 | 4142.2691 | 4384.6115 | 4343.5772 | 4516.4396 | 4476.6383 | 4583.2385 | 4627.4191 | 4705.4709 | 4858.0886 | 4959.3493 | 5005.9426 | 4984.1927 | 5196.903 | 5234.3022 | 5305.9731 | 1174.1975
GREENHOUSE REVENUES
Output Pricing | [7 empty] | 1999 | 2000 | 2001 | 2002 | 2003 | 2004 | 2005 | 2006 | 2007 | 2008 | 2009 | 2010 | 2011 | 2012 | 2013 | 2014 | 2015 | 2016 | 2017 | 2018 | 2019 | 2020 | 2021 | 2022
| Currency (USD-1, Reis-2) |  | 1
| Escalation Scenario (1 Flat, 2 esc) |  | 1 | 2%
| Beginning Price |  | 0 |  |  | Fixed Price |  | 0 | 0 | 0 | 0 | 0 | 0 | 0 | 0 | 0 | 0 | 0 | 0 | 0 | 0 | 0 | 0 | 0 | 0 | 0 | 0 | 0 | 0 | 0 | 0
[6 empty] | Variable Price |  | 0 | 0 | 0 | 0 | 0 | 0 | 0 | 0 | 0 | 0 | 0 | 0 | 0 | 0 | 0 | 0 | 0 | 0 | 0 | 0 | 0 | 0 | 0 | 0
[6 empty] | Adustments |  | 0 | 0 | 0 | 0 | 0 | 0 | 0 | 0 | 0 | 0 | 0 | 0 | 0 | 0 | 0 | 0 | 0 | 0 | 0 | 0 | 0 | 0 | 0 | 0
[6 empty] | Adustments |  | 0 | 0 | 0 | 0 | 0 | 0 | 0 | 0 | 0 | 0 | 0 | 0 | 0 | 0 | 0 | 0 | 0 | 0 | 0 | 0 | 0 | 0 | 0 | 0
[6 empty] | Adustments |  | 0 | 0 | 0 | 0 | 0 | 0 | 0 | 0 | 0 | 0 | 0 | 0 | 0 | 0 | 0 | 0 | 0 | 0 | 0 | 0 | 0 | 0 | 0 | 0
Output Sales
[5 empty] | Thermal Volumes (mmbtu) |  |  | 21.6667 | 65 | 65 | 65 | 65 | 65 | 65 | 65 | 65 | 65 | 65 | 65 | 65 | 65 | 65 | 65 | 65 | 65 | 65 | 65 | 65 | 65 | 65 | 65
[5 empty] | Thermal Sales |  |  | 0 | 0 | 0 | 0 | 0 | 0 | 0 | 0 | 0 | 0 | 0 | 0 | 0 | 0 | 0 | 0 | 0 | 0 | 0 | 0 | 0 | 0 | 0 | 0
[5 empty] | Produce Sales |  |  | 0 | 0 | 0 | 0 | 0 | 0 | 0 | 0 | 0 | 0 | 0 | 0 | 0 | 0 | 0 | 0 | 0 | 0 | 0 | 0 | 0 | 0 | 0 | 0
[5 empty] | Site Lease |  |  | 0 | 0 | 0 | 0 | 0 | 0 | 0 | 0 | 0 | 0 | 0 | 0 | 0 | 0 | 0 | 0 | 0 | 0 | 0 | 0 | 0 | 0 | 0 | 0
[5 empty] | Tomato Profit Sharing |  |  | 0 | 0 | 0 | 0 | 0 | 0 | 0 | 0 | 0 | 0 | 0 | 0 | 0 | 0 | 0 | 0 | 0 | 0 | 0 | 0 | 0 | 0 | 0 | 0
[5 empty] | Total Output 3 Revenue |  |  | 0 | 0 | 0 | 0 | 0 | 0 | 0 | 0 | 0 | 0 | 0 | 0 | 0 | 0 | 0 | 0 | 0 | 0 | 0 | 0 | 0 | 0 | 0 | 0
Fuel Contract Transfer Payment | [7 empty] | 0 | 0 | 0 | 0 | 0 | 0 | 0 | 0 | 0 | 0 | 0 | 0 | 0 | 0 | 0 | 0 | 0 | 0 | 0 | 0 | 0 | 0 | 0 | 0
Additional Revenues:
[5 empty] | Lease Revenues (LV Cogen II) |  |  |  | 0 | 0 | 0 | 0 | 0 | 0 | 0 | 0 | 0 | 0 | 0 | 0 | 0 | 0 | 0 | 0 | 0 | 0 | 0 | 0 | 0 | 0 | 0
[5 empty] | O&M Revenues (LV Cogen) |  |  |  | 0 | 0 | 0 | 0 | 0 | 0 | 0 | 0 | 0 | 0 | 0 | 0 | 0 | 0 | 0 | 0 | 0 | 0 | 0 | 0 | 0 | 0 | 0
[9 empty] | 0 | 0 | 0 | 0 | 0 | 0 | 0 | 0 | 0 | 0 | 0 | 0 | 0 | 0 | 0 | 0 | 0 | 0 | 0 | 0 | 0 | 0 | 0
Monetization Revenues
Total Sales Revenue |  |  |  | 0 | 0 | 0 | 0 | 0 | 20653.5563 | 24564.3684 | 20934.8419 | 20249.2223 | 19173.5157 | 18845.5077 | 19585.0552 | 20174.6976 | 20839.2345 | 21154.797 | 21731.1286 | 22104.4799 | 22675.2878 | 23111.5507 | 23633.2217 | 24240.1053 | 24851.7678 | 25329.4602 | 25795.4747 | 26507.6558 | 27106.2476 | 27651.917 | 24056.4441
Cost of Sales | [7 empty] | 1999-12-31 | 2000 | 2001 | 2002 | 2003 | 2004 | 2005 | 2006 | 2007 | 2008 | 2009 | 2010 | 2011 | 2012 | 2013 | 2014 | 2015 | 2016 | 2017 | 2018 | 2019 | 2020 | 2021 | 2022
Gas Costs |  |  |  | Costs vary with |  |  | MMBTU | 0 | 2419.5454 | 3352.7063 | 2803.4597 | 2787.8213 | 2514.313 | 2300.9699 | 2372.9725 | 2382.4491 | 2387.3078 | 2354.9655 | 2388.8535 | 2367.3076 | 2368.3904 | 2355.5469 | 2362.7817 | 2364.4279 | 2340.7386 | 2343.0526 | 2345.2589 | 2352.6593 | 2370.1854 | 2360.6869 | 1761.8667
|  |  |  | Amount per MMBTU |  |  |  | 0 | 3.1281 | 2.7251 | 2.6142 | 2.5882 | 2.6017 | 2.6069 | 2.6361 | 2.6594 | 2.68 | 2.6996 | 3.1285 | 3.4398 | 3.5205 | 3.5973 | 3.6689 | 3.7316 | 3.7986 | 3.8758 | 3.9555 | 4.0502 | 4.157 | 4.2586 | 4.7653
|  |  |  | Currency (USD-1, Reis-2) |  |  | 1
|  |  |  | Escalation Scenario (1 Flat, 2 esc) |  |  | 1
|  | Totals in USD | [5 empty] | 0 | 7568.6792 | 9136.3501 | 7328.6954 | 7215.311 | 6541.4771 | 5998.3838 | 6255.452 | 6335.9667 | 6398.0727 | 6357.3663 | 7473.5727 | 8143.1802 | 8337.8089 | 8473.7178 | 8668.852 | 8823.0557 | 8891.5302 | 9081.1561 | 9276.5682 | 9528.754 | 9852.7898 | 10053.2247 | 8395.8436
Gas Transport |  |  |  | Costs vary with |  |  | MWH | 0 | 311.0849 | 427.0668 | 357.2089 | 354.3431 | 321.1795 | 293.9296 | 302.3133 | 303.2714 | 307.2182 | 302.1935 | 305.4956 | 302.0224 | 302.9579 | 300.7392 | 301.0472 | 301.0472 | 301.3667 | 300.705 | 300.0548 | 300.0548 | 301.3325 | 299.2164 | 224.431
|  |  |  | Amount per MWH |  |  |  | 0 | 0.5466 | 0.41964 | 0.50171 | 0.50577 | 0.55952 | 0.59845 | 0.59281 | 0.59094 | 0.58495 | 0.59305 | 0.19287 | 0 | 0 | 0 | 0 | 0 | 0 | 0 | 0 | 0 | 0 | 0 | 0
|  |  |  | Currency (USD-1, Reis-2) |  |  | 1
|  |  |  | Escalation Scenario (1 Flat, 2 esc) |  |  | 1
|  | Totals in USD | [5 empty] | 0 | 170.04 | 179.215 | 179.215 | 179.215 | 179.706 | 175.9027 | 179.215 | 179.215 | 179.706 | 179.215 | 58.92 | 0 | 0 | 0 | 0 | 0 | 0 | 0 | 0 | 0 | 0 | 0 | 0
Purchased Power |  |  |  | Costs vary with |  |  | MWH | 0 | 4887.543 | 7550.6875 | 5708.6692 | 4528.2006 | 3842.1521 | 3555.7924 | 3928.3867 | 4142.2691 | 4384.6115 | 4343.5772 | 4516.4396 | 4476.6383 | 4583.2385 | 4627.4191 | 4705.4709 | 4858.0886 | 4959.3493 | 5005.9426 | 4984.1927 | 5196.903 | 5234.3022 | 5305.9731 | 1174.1975
|  |  |  | Amount per MWH |  |  |  | 0 | 0 | 0 | 0 | 0 | 0 | 0 | 0 | 0 | 0 | 0 | 0 | 0 | 0 | 0 | 0 | 0 | 0 | 0 | 0 | 0 | 0 | 0 | 0
|  |  |  | Currency (USD-1, Reis-2) |  |  | 1
|  |  |  | Escalation Scenario (1 Flat, 2 esc) |  |  | 1
|  | Totals in USD | [5 empty] | 0 | 0 | 0 | 0 | 0 | 0 | 0 | 0 | 0 | 0 | 0 | 0 | 0 | 0 | 0 | 0 | 0 | 0 | 0 | 0 | 0 | 0 | 0 | 0
Market Sales Wheeling Charge
|  | Totals in USD | [5 empty] | 0 | 593.9121 | 1278.3013 | 905.1625 | 392.1129 | 313.515 | 249.3407 | 280.6411 | 291.8643 | 310.7802 | 306.2923 | 326.0409 | 324.3819 | 335.3324 | 339.6527 | 350.9508 | 361.4793 | 371.3437 | 382.1476 | 390.9782 | 402.7076 | 417.8036 | 423.5213 | 95.2491
Market Sales Sharing Expenses | [8 empty] | 965.0345 | 838.5347 | 280.1372 | 173.7187 | 108.5142 | 112.5633 | 122.4083 | 128.2609 | 137.3456 | 135.5592 | 135.0912 | 135.8844 | 139.2322 | 143.6076 | 144.5327 | 156.7702 | 163.8273 | 162.1867 | 154.6792 | 170.7201 | 161.4837 | 167.4299 | 28.7553
| Total Variable Production Costs | [6 empty] | 0 | 9297.6658 | 11432.4011 | 8693.2101 | 7960.3577 | 7143.2123 | 6536.1905 | 6837.7165 | 6935.3069 | 7025.9045 | 6978.4328 | 7993.6248 | 8603.4466 | 8812.3735 | 8956.9781 | 9164.3355 | 9341.3053 | 9426.7013 | 9625.4903 | 9822.2257 | 10102.1817 | 10432.0771 | 10644.176 | 8519.848
Fixed Cost |  | (If Enron runs plant to sell to Market increase fixed O&M to $2,000)
|  |  |  | Greenhouse Operating Costs |  |  | 1 |  | 0 | 0 | 0 | 0 | 0 | 0 | 0 | 0 | 0 | 0 | 0 | 0 | 0 | 0 | 0 | 0 | 0 | 0 | 0 | 0 | 0 | 0 | 0
|  |  |  | Amount |  |  | 0
|  |  |  | Currency (USD-1, Reis-2) |  |  | 1
|  |  |  | Escalation Scenario (1 Flat, 2 esc) |  |  | 1
|  | Totals in USD | [5 empty] | 0 | 3338.2039 | 3322.8999 | 3157.9401 | 3227.9408 | 3302.934 | 3374.1775 | 3450.5367 | 3529.1419 | 3613.0766 | 3693.357 | 3779.1055 | 3352.8771 | 2956.1443 | 3043.6625 | 3134.1602 | 3227.3533 | 3323.7205 | 3422.1499 | 3523.9214 | 3628.7246 | 3737.0878 | 3847.7906 | 3962.2424
| Total Fixed Production Costs | [6 empty] | 0 | 3338.2039 | 3322.8999 | 3157.9401 | 3227.9408 | 3302.934 | 3374.1775 | 3450.5367 | 3529.1419 | 3613.0766 | 3693.357 | 3779.1055 | 3352.8771 | 2956.1443 | 3043.6625 | 3134.1602 | 3227.3533 | 3323.7205 | 3422.1499 | 3523.9214 | 3628.7246 | 3737.0878 | 3847.7906 | 3962.2424
| Total Costs of Sales | [6 empty] | 0 | 12635.8697 | 14755.301 | 11851.1502 | 11188.2985 | 10446.1463 | 9910.368 | 10288.2532 | 10464.4488 | 10638.9811 | 10671.7898 | 11772.7302 | 11956.3237 | 11768.5178 | 12000.6406 | 12298.4957 | 12568.6586 | 12750.4217 | 13047.6402 | 13346.1471 | 13730.9063 | 14169.1649 | 14491.9666 | 12482.0904
General & Admin | [7 empty] | 1999-12-31 | 2000 | 2001 | 2002 | 2003 | 2004 | 2005 | 2006 | 2007 | 2008 | 2009 | 2010 | 2011 | 2012 | 2013 | 2014 | 2015 | 2016 | 2017 | 2018 | 2019 | 2020 | 2021 | 2022
Variable Cost |  |  |  | Costs vary with |  |  | MWH | 0 | 0 | 0 | 0 | 0 | 0 | 0 | 0 | 0 | 0 | 0 | 0 | 0 | 0 | 0 | 0 | 0 | 0 | 0 | 0 | 0 | 0 | 0 | 0
|  |  |  | Amount per MWH |  |  | 0
|  |  |  | Currency (USD-1, Reis-2) |  |  | 1
|  |  |  | Escalation Scenario (1 Flat, 2 esc) |  |  | 1
|  | Totals in USD | [5 empty] | 0 | 0 | 0 | 0 | 0 | 0 | 0 | 0 | 0 | 0 | 0 | 0 | 0 | 0 | 0 | 0 | 0 | 0 | 0 | 0 | 0 | 0 | 0 | 0
| Total Variable Operating Expenses | [6 empty] | 0 | 0 | 0 | 0 | 0 | 0 | 0 | 0 | 0 | 0 | 0 | 0 | 0 | 0 | 0 | 0 | 0 | 0 | 0 | 0 | 0 | 0 | 0 | 0
Fixed Cost
|  |  |  | Amount |  |  | 639.9521
|  |  |  | Currency (USD-1, Reis-2) |  |  | 1
|  |  |  | Escalation Scenario (1 Flat, 2 esc) |  |  | 2
|  | Totals in USD | [5 empty] | 0 | 639.9521 | 622.9406 | 613.5482 | 605.4048 | 591.6039 | 585.3905 | 571.7104 | 575.3474 | 563.2334 | 547.4449 | 531.7415 | 527.089 | 511.4021 | 495.9592 | 489.5278 | 472.533 | 478.2397 | 484.4099 | 491.0075 | 498.5255 | 507.243 | 516.8358 | 527.2854
| Total Fixed Operating Expenses | [6 empty] | 0 | 639.9521 | 622.9406 | 613.5482 | 605.4048 | 591.6039 | 585.3905 | 571.7104 | 575.3474 | 563.2334 | 547.4449 | 531.7415 | 527.089 | 511.4021 | 495.9592 | 489.5278 | 472.533 | 478.2397 | 484.4099 | 491.0075 | 498.5255 | 507.243 | 516.8358 | 527.2854
| Total Operating Expenses |  |  | 0 | 0 | 0 | 0 | 0 | 639.9521 | 622.9406 | 613.5482 | 605.4048 | 591.6039 | 585.3905 | 571.7104 | 575.3474 | 563.2334 | 547.4449 | 531.7415 | 527.089 | 511.4021 | 495.9592 | 489.5278 | 472.533 | 478.2397 | 484.4099 | 491.0075 | 498.5255 | 507.243 | 516.8358 | 527.2854
SUMMARY INFORMATION | [7 empty] | 1999-12-31 | 2000 | 2001 | 2002 | 2003 | 2004 | 2005 | 2006 | 2007 | 2008 | 2009 | 2010 | 2011 | 2012 | 2013 | 2014 | 2015 | 2016 | 2017 | 2018 | 2019 | 2020 | 2021 | 2022
Revenues | [8 empty] | 13620.4368 | 13905.915 | 14239.657 | 14581.4088 | 14965.3924 | 15289.7153 | 15656.6685 | 16032.4285 | 16454.6229 | 16811.2197 | 17214.689 | 17627.8416 | 18092.0493 | 18484.1316 | 18927.7507 | 19382.0168 | 19892.4185 | 20323.5176 | 20811.282 | 21310.7528 | 21871.9455 | 22345.9439 | 22882.2466
[9 empty] | 7033.1195 | 10658.4534 | 6695.1849 | 5667.8135 | 4208.1233 | 3555.7924 | 3928.3867 | 4142.2691 | 4384.6115 | 4343.5772 | 4516.4396 | 4476.6383 | 4583.2385 | 4627.4191 | 4705.4709 | 4858.0886 | 4959.3493 | 5005.9426 | 4984.1927 | 5196.903 | 5234.3022 | 5305.9731 | 1174.1975
|  | Output Sales | [6 empty] | 0 | 0 | 0 | 0 | 0 | 0 | 0 | 0 | 0 | 0 | 0 | 0 | 0 | 0 | 0 | 0 | 0 | 0 | 0 | 0 | 0 | 0 | 0
[9 empty] | 0 | 0 | 0 | 0 | 0 | 0 | 0 | 0 | 0 | 0 | 0 | 0 | 0 | 0 | 0 | 0 | 0 | 0 | 0 | 0 | 0 | 0 | 0
[9 empty] | 0 | 0 | 0 | 0 | 0 | 0 | 0 | 0 | 0 | 0 | 0 | 0 | 0 | 0 | 0 | 0 | 0 | 0 | 0 | 0 | 0 | 0 | 0
[9 empty] | 0 | 0 | 0 | 0 | 0 | 0 | 0 | 0 | 0 | 0 | 0 | 0 | 0 | 0 | 0 | 0 | 0 | 0 | 0 | 0 | 0 | 0 | 0
|  | Total |  | 0 | 0 | 0 | 0 | 1845.5329 | 20653.5563 | 24564.3684 | 20934.8419 | 20249.2223 | 19173.5157 | 18845.5077 | 19585.0552 | 20174.6976 | 20839.2345 | 21154.797 | 21731.1286 | 22104.4799 | 22675.2878 | 23111.5507 | 23633.2217 | 24240.1053 | 24851.7678 | 25329.4602 | 25795.4747 | 26507.6558 | 27106.2476 | 27651.917 | 24056.4441
Cost of Revenues
|  | Other Costs of Sales | [6 empty] | 12635.8697 | 14755.301 | 11851.1502 | 11188.2985 | 10446.1463 | 9910.368 | 10288.2532 | 10464.4488 | 10638.9811 | 10671.7898 | 11772.7302 | 11956.3237 | 11768.5178 | 12000.6406 | 12298.4957 | 12568.6586 | 12750.4217 | 13047.6402 | 13346.1471 | 13730.9063 | 14169.1649 | 14491.9666 | 12482.0904
|  | Total Cost of Revenues |  | 0 | 0 | 0 | 0 | 0 | 12635.8697 | 14755.301 | 11851.1502 | 11188.2985 | 10446.1463 | 9910.368 | 10288.2532 | 10464.4488 | 10638.9811 | 10671.7898 | 11772.7302 | 11956.3237 | 11768.5178 | 12000.6406 | 12298.4957 | 12568.6586 | 12750.4217 | 13047.6402 | 13346.1471 | 13730.9063 | 14169.1649 | 14491.9666 | 12482.0904
|  | Gross Margin |  | 0 | 0 | 0 | 0 | 1845.5329 | 8017.6866 | 9809.0674 | 9083.6918 | 9060.9239 | 8727.3694 | 8935.1397 | 9296.802 | 9710.2488 | 10200.2534 | 10483.0072 | 9958.3983 | 10148.1562 | 10906.77 | 11110.9101 | 11334.726 | 11671.4468 | 12101.3461 | 12281.82 | 12449.3277 | 12776.7495 | 12937.0828 | 13159.9504 | 11574.3536
General & Admin |  |  |  | 0 | 0 | 0 | 0 |  | 639.9521 | 622.9406 | 613.5482 | 605.4048 | 591.6039 | 585.3905 | 571.7104 | 575.3474 | 563.2334 | 547.4449 | 531.7415 | 527.089 | 511.4021 | 495.9592 | 489.5278 | 472.533 | 478.2397 | 484.4099 | 491.0075 | 498.5255 | 507.243 | 516.8358 | 527.2854
|  | EBDIT |  | 0 | 0 | 0 | 0 | 1845.5329 | 7377.7345 | 9186.1268 | 8470.1436 | 8455.5191 | 8135.7654 | 8349.7493 | 8725.0916 | 9134.9014 | 9637.0199 | 9935.5623 | 9426.6568 | 9621.0672 | 10395.3679 | 10614.9509 | 10845.1982 | 11198.9138 | 11623.1064 | 11797.41 | 11958.3202 | 12278.224 | 12429.8398 | 12643.1146 | 11047.0682
Data to Financing Section
| Revenues (excluding deferred PP revenue) |  |  | 0 | 0 | 0 | 0 | 1845.5329 | 20653.5563 | 24564.3684 | 20934.8419 | 20249.2223 | 19173.5157 | 18845.5077 | 19585.0552 | 20174.6976 | 20839.2345 | 21154.797 | 21731.1286 | 22104.4799 | 22675.2878 | 23111.5507 | 23633.2217 | 24240.1053 | 24851.7678 | 25329.4602 | 25795.4747 | 26507.6558 | 27106.2476 | 27651.917 | 24056.4441
| Cost of Sales |  |  | 0 | 0 | 0 | 0 | 0 | 12635.8697 | 14755.301 | 11851.1502 | 11188.2985 | 10446.1463 | 9910.368 | 10288.2532 | 10464.4488 | 10638.9811 | 10671.7898 | 11772.7302 | 11956.3237 | 11768.5178 | 12000.6406 | 12298.4957 | 12568.6586 | 12750.4217 | 13047.6402 | 13346.1471 | 13730.9063 | 14169.1649 | 14491.9666 | 12482.0904
| Cash Expenses |  |  | 0 | 0 | 0 | 0 | 0 | 639.9521 | 622.9406 | 613.5482 | 605.4048 | 591.6039 | 585.3905 | 571.7104 | 575.3474 | 563.2334 | 547.4449 | 531.7415 | 527.089 | 511.4021 | 495.9592 | 489.5278 | 472.533 | 478.2397 | 484.4099 | 491.0075 | 498.5255 | 507.243 | 516.8358 | 527.2854
| Capital Expenditures - Total | [5 empty] | 78714.5555 | 0 | 0 | 0 | 0 | 1331.9046 | 0 | 0 | 0 | 4611.7398 | 0 | 0 | 0 | 1870.6553 | 0 | 0 | 0 | 6463.7575 | 0 | 0 | 0 | 0 | 0 | 0 | 0
| Capital Expenditures - Land | [6 empty] | 0 | 0 | 0 | 0 | 0 | 0 | 0 | 0 | 0 | 0 | 0 | 0 | 0 | 0 | 0 | 0 | 0 | 0 | 0 | 0 | 0 | 0 | 0 | 0
| Capitalized Costs | [6 empty] | 0 | 0 | 0 | 0 | 0 | 0 | 0 | 0 | 0 | 0 | 0 | 0 | 0 | 0 | 0 | 0 | 0 | 0 | 0 | 0 | 0 | 0 | 0 | 0
| Depreciation Expense - Book |  |  | 0 | 0 | 0 | 0 | 2186.5154 | 5247.637 | 5247.637 | 5247.637 | 5317.0071 | 5414.1251 | 5414.1251 | 5414.1251 | 5414.1251 | 5414.1251 | 5414.1251 | 5414.1251 | 5442.185 | 5481.4689 | 5481.4689 | 3294.9535 | 570.486 | 1041.8016 | 1041.8016 | 1041.8016 | 944.3716 | 807.9697 | 807.9697 | 807.9697
| Depreciation Expense - Tax |  |  | 0 | 0 | 0 | 0 | 3277.976 | 7541.5014 | 6766.8202 | 6090.1382 | 5585.1224 | 5176.6683 | 4821.625 | 4786.6856 | 5138.6861 | 5588.4586 | 5423.8144 | 5302.8361 | 5360.2411 | 5468.7721 | 5393.233 | 3357.6116 | 992.2707 | 1318.5311 | 1105.6148 | 936.0532 | 811.6122 | 697.3961 | 695.5137 | 695.5137
| Amortization of Intangibles - Book |  |  | 0 | 0 | 0 | 0 | 0 | 0 | 0 | 0 | 0 | 0 | 0 | 0 | 0 | 0 | 0 | 0 | 0 | 0 | 0 | 0 | 0 | 0 | 0 | 0 | 0 | 0 | 0 | 0
Amortization of Intangibles - Tax
Data from Financing Section
|  |  |  | Fraction of year |  |  | 33.33%
|  |  |  | Units |  |  | 1000
West Coast Power LLP | [8 empty] | 2009: 2000-08-31 09:50
SCENARIO: |  | Base Case |  | ($ in | Thousands | ) |  |  | 2009: 36769.41
|  |  |  | 1996-12-31 | 1997-12-31 | 1998-12-31 | 1999-08-01 | 1999-12-31 | 2000-12-31 | 2001-12-31 | 2002-12-31 | 2003-12-31 | 2004-12-31 | 2005-12-31 | 2006-12-31 | 2007-12-31 | 2008-12-31 | 2009-12-31 | 2010-12-31 | 2011-12-31 | 2012-12-31 | 2013-12-31 | 2014-12-31 | 2015-12-31 | 2016-12-31 | 2017-12-31 | 2018-12-31 | 2019-12-31 | 2020-12-31 | 2021-12-31 | 2022-12-31
INCOME STATEMENT:
Revenues |  |  |  | 0 | 0 | 0 | 0 | 1845.5329 | 20653.5563 | 24564.3684 | 20934.8419 | 20249.2223 | 19173.5157 | 18845.5077 | 19585.0552 | 20174.6976 | 20839.2345 | 21154.797 | 21731.1286 | 22104.4799 | 22675.2878 | 23111.5507 | 23633.2217 | 24240.1053 | 24851.7678 | 25329.4602 | 25795.4747 | 26507.6558 | 27106.2476 | 27651.917 | 24056.4441
Total Cost of Revenues |  |  |  | 0 | 0 | 0 | 0 | 0 | 12635.8697 | 14755.301 | 11851.1502 | 11188.2985 | 10446.1463 | 9910.368 | 10288.2532 | 10464.4488 | 10638.9811 | 10671.7898 | 11772.7302 | 11956.3237 | 11768.5178 | 12000.6406 | 12298.4957 | 12568.6586 | 12750.4217 | 13047.6402 | 13346.1471 | 13730.9063 | 14169.1649 | 14491.9666 | 12482.0904
Gross Profits |  |  |  | 0 | 0 | 0 | 0 | 1845.5329 | 8017.6866 | 9809.0674 | 9083.6918 | 9060.9239 | 8727.3694 | 8935.1397 | 9296.802 | 9710.2488 | 10200.2534 | 10483.0072 | 9958.3983 | 10148.1562 | 10906.77 | 11110.9101 | 11334.726 | 11671.4468 | 12101.3461 | 12281.82 | 12449.3277 | 12776.7495 | 12937.0828 | 13159.9504 | 11574.3536
[34 empty] | KEY FINANCIAL DATA | 2000 | 2001 | 2002 | 2003 | 2004
General & Administrative |  |  |  | 0 | 0 | 0 | 0 | 0 | 639.9521 | 622.9406 | 613.5482 | 605.4048 | 591.6039 | 585.3905 | 571.7104 | 575.3474 | 563.2334 | 547.4449 | 531.7415 | 527.089 | 511.4021 | 495.9592 | 489.5278 | 472.533 | 478.2397 | 484.4099 | 491.0075 | 498.5255 | 507.243 | 516.8358 | 527.2854
EBDIT |  |  |  | 0 | 0 | 0 | 0 | 1845.5329 | 7377.7345 | 9186.1268 | 8470.1436 | 8455.5191 | 8135.7654 | 8349.7493 | 8725.0916 | 9134.9014 | 9637.0199 | 9935.5623 | 9426.6568 | 9621.0672 | 10395.3679 | 10614.9509 | 10845.1982 | 11198.9138 | 11623.1064 | 11797.41 | 11958.3202 | 12278.224 | 12429.8398 | 12643.1146 | 11047.0682 |  |  | Revenues | 20653.5563 | 24564.3684 | 20934.8419 | 20249.2223 | 19173.5157
[34 empty] | Cost of Sales | 12635.8697 | 14755.301 | 11851.1502 | 11188.2985 | 10446.1463
Depreciation and Depletion |  |  |  | 0 | 0 | 0 | 0 | 2186.5154 | 5247.637 | 5247.637 | 5247.637 | 5317.0071 | 5414.1251 | 5414.1251 | 5414.1251 | 5414.1251 | 5414.1251 | 5414.1251 | 5414.1251 | 5442.185 | 5481.4689 | 5481.4689 | 3294.9535 | 570.486 | 1041.8016 | 1041.8016 | 1041.8016 | 944.3716 | 807.9697 | 807.9697 | 807.9697 |  |  | Gross Profits | 8017.6866 | 9809.0674 | 9083.6918 | 9060.9239 | 8727.3694
Amortization - Transaction Fees |  |  |  | 0 | 0 | 0 | 0 | 51.6296 | 51.6296 | 51.6296 | 51.6296 | 51.6296 | 51.6296 | 51.6296 | 51.6296 | 51.6296 | 51.6296 | 51.6296 | 51.6296 | 51.6296 | 51.6296 | 51.6296 | 0 | 0 | 0 | 0 | 0 | 0 | 0 | 0 | 0
Amortization - Intangibles (from operating sheet) |  |  |  | 0 | 0 | 0 | 0 | 0 | 0 | 0 | 0 | 0 | 0 | 0 | 0 | 0 | 0 | 0 | 0 | 0 | 0 | 0 | 0 | 0 | 0 | 0 | 0 | 0 | 0 | 0 | 0 |  |  | DDA | 5299.2667 | 5299.2667 | 5299.2667 | 5368.6367 | 5465.7547
Subtotal - Depreciation, Depletion, Amortization |  |  |  | 0 | 0 | 0 | 0 | 2238.1451 | 5299.2667 | 5299.2667 | 5299.2667 | 5368.6367 | 5465.7547 | 5465.7547 | 5465.7547 | 5465.7547 | 5465.7547 | 5465.7547 | 5465.7547 | 5493.8147 | 5533.0986 | 5533.0986 | 3294.9535 | 570.486 | 1041.8016 | 1041.8016 | 1041.8016 | 944.3716 | 807.9697 | 807.9697 | 807.9697
[34 empty] | EBIT | 2078.4678 | 3886.8601 | 3170.8769 | 3086.8824 | 2670.0107
EBIT |  |  |  | 0 | 0 | 0 | 0 | -392.6121 | 2078.4678 | 3886.8601 | 3170.8769 | 3086.8824 | 2670.0107 | 2883.9945 | 3259.3369 | 3669.1466 | 4171.2652 | 4469.8075 | 3960.9021 | 4127.2525 | 4862.2693 | 5081.8524 | 7550.2447 | 10628.4278 | 10581.3048 | 10755.6084 | 10916.5186 | 11333.8524 | 11621.8701 | 11835.1449 | 10239.0985
[34 empty] | Net Income | -2207.9022 | -254.1974 | -845.593 | -748.3445 | -965.8375
Other Income:
Interest Income |  |  |  | 0 | 0 | 0 | 0 | 0 | 0 | 0 | 8.3244 | 8.3244 | 0 | 14.4117 | 86.4701 | 72.0584 | 0 | 0 | 11.6916 | 11.6916 | 0 | 20.1992 | 121.1955 | 100.9962 | 0 | 0 | 0 | 0 | 0 | 0 | 0 |  |  | Operating Cash Flow | 2737.5137 | 4937.9238 | 4553.1127 | 4639.0763 | 4529.3887
Other Income (excluding interest income) |  |  |  | 0 | 0 | 0 | 0 | 0 | 0 | 0 | 0 | 0 | 0 | 0 | 0 | 0 | 0 | 0 | 0 | 0 | 0 | 0 | 0 | 0 | 0 | 0 | 0 | 0 | 0 | 0 | 0 |  |  | Cash Flow Available to Equity Holders | 1135.5137 | 2789.9237 | 1719.1367 | 1538.1478 | 1356.3887
Total Other Income |  |  |  | 0 | 0 | 0 | 0 | 0 | 0 | 0 | 8.3244 | 8.3244 | 0 | 14.4117 | 86.4701 | 72.0584 | 0 | 0 | 11.6916 | 11.6916 | 0 | 20.1992 | 121.1955 | 100.9962 | 0 | 0 | 0 | 0 | 0 | 0 | 0
[34 empty] | Long Term Debt | 52359 | 49858.0001 | 47756.0001 | 44583.0001 | 41324.0001
Interest Expense: | [33 empty] | Pre-tax DSC Ratio | 1.2529 | 1.4607 | 1.2992 | 1.4236 | 1.1949
Purchase Term Loan (Interest Calc on Avg Balance) | [7 empty] | 1454.5329 | 4286.37 | 4141.0575 | 4024.7944 | 3843.5513 | 3635.8481 | 3489.9719 | 3270.5156 | 3068.2844 | 2823.5213 | 2469.4313 | 2150.115 | 1880.34 | 1599.8344 | 1242.85 | 905.9656 | 559.2406 | 184.9619 | -1.3711e-12 | 2.0566e-12 | -1.3711e-12 | 4.7987e-12 | -1.3711e-12 | 7.5408e-12
Other Term Loan (Interest Calc on Avg. Balance) | [7 empty] | 0 | 0 | 0 | 0 | 0 | 0 | 0 | 0 | 0 | 0 | 0 | 0 | 0 | 0 | 0 | 0 | 0 | 0 | 0 | 0 | 0 | 0 | 0 | 0
Deficit Revolver | [7 empty] | 0 | 0 | 0 | 0 | 0 | 0 | 0 | 0 | 0 | 0 | 0 | 0 | 0 | 0 | 0 | 0 | 0 | 0 | 3.1832e-12 | 0 | 9.3678e-12 | 0 | 1.919e-11 | 0
Total Interest Expense |  |  |  | 0 | 0 | 0 | 0 | 1454.5329 | 4286.37 | 4141.0575 | 4024.7944 | 3843.5513 | 3635.8481 | 3489.9719 | 3270.5156 | 3068.2844 | 2823.5213 | 2469.4313 | 2150.115 | 1880.34 | 1599.8344 | 1242.85 | 905.9656 | 559.2406 | 184.9619 | 1.8122e-12 | 2.0566e-12 | 7.9967e-12 | 4.7987e-12 | 1.7819e-11 | 7.5408e-12
Income b/f Taxes and Gains |  |  |  | 0 | 0 | 0 | 0 | -1847.1451 | -2207.9022 | -254.1974 | -845.593 | -748.3445 | -965.8375 | -591.5657 | 75.2914 | 672.9207 | 1347.7439 | 2000.3763 | 1822.4787 | 2258.6041 | 3262.4349 | 3859.2016 | 6765.4745 | 10170.1834 | 10396.3429 | 10755.6084 | 10916.5186 | 11333.8524 | 11621.8701 | 11835.1449 | 10239.0985
Gain on Sale of Assets |  |  |  | 0 | 0 | 0 | 0 | 0 | 0 | 0 | 0 | 0 | 0 | 0 | 0 | 0 | 0 | 0 | 0 | 0 | 0 | 0 | 0 | 0 | 0 | 0 | 0 | 0 | 0 | 0 | 0
Gross Receipts Tax | [7 empty] | 0 | 0 | 0 | 0 | 0 | 0 | 0 | 0 | 0 | 0 | 0 | 0 | 0 | 0 | 0 | 0 | 0 | 0 | 0 | 0 | 0 | 0 | 0 | 0
Income b/f Income Taxes |  |  |  | 0 | 0 | 0 | 0 | -1847.1451 | -2207.9022 | -254.1974 | -845.593 | -748.3445 | -965.8375 | -591.5657 | 75.2914 | 672.9207 | 1347.7439 | 2000.3763 | 1822.4787 | 2258.6041 | 3262.4349 | 3859.2016 | 6765.4745 | 10170.1834 | 10396.3429 | 10755.6084 | 10916.5186 | 11333.8524 | 11621.8701 | 11835.1449 | 10239.0985
Income Taxes |  |  |  | 0 | 0 | 0 | 0 | 0 | 0 | 0 | 0 | 0 | 0 | 0 | 0 | 0 | 0 | 0 | 0 | 0 | 0 | 0 | 0 | 0 | 0 | 0 | 0 | 0 | 0 | 0 | 0
Net Income |  |  |  | 0 | 0 | 0 | 0 | -1847.1451 | -2207.9022 | -254.1974 | -845.593 | -748.3445 | -965.8375 | -591.5657 | 75.2914 | 672.9207 | 1347.7439 | 2000.3763 | 1822.4787 | 2258.6041 | 3262.4349 | 3859.2016 | 6765.4745 | 10170.1834 | 10396.3429 | 10755.6084 | 10916.5186 | 11333.8524 | 11621.8701 | 11835.1449 | 10239.0985
Legal Reserve Requirement | bar: 1996-12-31 to 2022-12-31
Net Income Available to Common |  |  |  | 0 | 0 | 0 | 0 | -1847.1451 | -2207.9022 | -254.1974 | -845.593 | -748.3445 | -965.8375 | -591.5657 | 75.2914 | 672.9207 | 1347.7439 | 2000.3763 | 1822.4787 | 2258.6041 | 3262.4349 | 3859.2016 | 6765.4745 | 10170.1834 | 10396.3429 | 10755.6084 | 10916.5186 | 11333.8524 | 11621.8701 | 11835.1449 | 10239.0985
Common Dividends |  |  |  | 0 | 0 | 0 | 0 | 799 | 1135.5137 | 2789.9237 | 1719.1367 | 1538.1478 | 1356.3887 | 1047.7081 | 1071.9146 | 1558.1184 | 2552.2922 | 3116.4855 | 3404.7798 | 3199.1984 | 4540.8949 | 4286.378 | 3055.2569 | 3779.1334 | 7004.3866 | 11784.3226 | 11945.5527 | 12258.7122 | 12413.44 | 12628.1648 | 11145.5743
[7 empty] | 1999-08-01 | 1999-12-31 | 2000-12-31 | 2001-12-31 | 2002-12-31 | 2003-12-31 | 2004-12-31 | 2005-12-31 | 2006-12-31 | 2007-12-31 | 2008-12-31 | 2009-12-31 | 2010-12-31 | 2011-12-31 | 2012-12-31 | 2013-12-31 | 2014-12-31 | 2015-12-31 | 2016-12-31 | 2017-12-31 | 2018-12-31 | 2019-12-31 | 2020-12-31 | 2021-12-31 | 2022-12-31
SOURCES AND USES:
SOURCES:
Net Income | [7 empty] | -1847.1451 | -2207.9022 | -254.1974 | -845.593 | -748.3445 | -965.8375 | -591.5657 | 75.2914 | 672.9207 | 1347.7439 | 2000.3763 | 1822.4787 | 2258.6041 | 3262.4349 | 3859.2016 | 6765.4745 | 10170.1834 | 10396.3429 | 10755.6084 | 10916.5186 | 11333.8524 | 11621.8701 | 11835.1449 | 10239.0985
Depreciation & Amortization | [7 empty] | 2238.1451 | 5299.2667 | 5299.2667 | 5299.2667 | 5368.6367 | 5465.7547 | 5465.7547 | 5465.7547 | 5465.7547 | 5465.7547 | 5465.7547 | 5465.7547 | 5493.8147 | 5533.0986 | 5533.0986 | 3294.9535 | 570.486 | 1041.8016 | 1041.8016 | 1041.8016 | 944.3716 | 807.9697 | 807.9697 | 807.9697
Deferred Income Taxes | [7 empty] | 0 | 0 | 0 | 0 | 0 | 0 | 0 | 0 | 0 | 0 | 0 | 0 | 0 | 0 | 0 | 0 | 0 | 0 | 0 | 0 | 0 | 0 | 0 | 0
Non-Cash Interest and Dividends | [7 empty] | 0 | 0 | 0 | 0 | 0 | 0 | 0 | 0 | 0 | 0 | 0 | 0 | 0 | 0 | 0 | 0 | 0 | 0 | 0 | 0 | 0 | 0 | 0 | 0
Net Proceeds from Sale of Assets | [7 empty] | 0 | 0 | 0 | 0 | 0 | 0 | 0 | 0 | 0 | 0 | 0 | 0 | 0 | 0 | 0 | 0 | 0 | 0 | 0 | 0 | 0 | 0 | 0 | 0
Total Sources | [7 empty] | 391 | 3091.3645 | 5045.0693 | 4453.6736 | 4620.2922 | 4499.9173 | 4874.1891 | 5541.0461 | 6138.6754 | 6813.4987 | 7466.131 | 7288.2334 | 7752.4187 | 8795.5335 | 9392.3002 | 10060.428 | 10740.6694 | 11438.1445 | 11797.41 | 11958.3202 | 12278.224 | 12429.8398 | 12643.1146 | 11047.0682
USES:
Asset Purchase | [6 empty] | 78714.5555 | 0 | 0 | 0 | 0 | 1331.9046 | 0 | 0 | 0 | 4611.7398 | 0 | 0 | 0 | 1870.6553 | 0 | 0 | 0 | 6463.7575 | 0 | 0 | 0 | 0 | 0 | 0 | 0
Transaction Fees | [6 empty] | 774.4445 | 0 | 0 | 0 | 0 | 0 | 0 | 0 | 0 | 0 | 0 | 0 | 0 | 0 | 0 | 0 | 0 | 0 | 0 | 0 | 0 | 0 | 0 | 0 | 0
Change in Adjusted W/C | [6 empty] | 1011 | -799 | 353.8509 | 107.1455 | -99.4391 | -18.7841 | -29.4714 | -8.9865 | 20.2616 | 16.1546 | 18.2065 | 8.6455 | 15.7899 | 10.2288 | 15.6386 | 11.9524 | 14.2924 | 16.6269 | 16.7579 | 13.0875 | 12.7675 | 19.5118 | 16.3998 | 14.9498 | -98.5061
Increase/(Decrease) in Reserve Accounts | [6 empty] | 0 | 0 | 0 | 0 | 332.9762 | -332.9762 | 0 | 576.4675 | 2305.8699 | -2882.3374 | 0 | 0 | 467.6638 | -467.6638 | 0 | 807.9697 | 3231.8788 | -4039.8485 | 0 | 0 | 0 | 0 | 0 | 0 | 0
Decrease in | Purchase Term Loan | [6 empty] | 391 | 1602 | 2148.0001 | 2500.9999 | 2102 | 3173 | 3259 | 2143 | 2835 | 4243 | 4341 | 3399.9999 | 3140 | 4239 | 4286.0001 | 3759 | 4521 | 4417.0001 | 0 | 0 | 0 | 0 | 0 | 0
Decrease in | Other Term Loan | [6 empty] | 0 | 0 | 0 | 0 | 0 | 0 | 0 | 0 | 0 | 0 | 0 | 0 | 0 | 0 | 0 | 0 | 0 | 0 | 0 | 0 | 0 | 0 | 0 | 0
Dividends/Treasury Stock Acquisition/Preferred Stock Redemption | [6 empty] | 0 | 799 | 1135.5137 | 2789.9237 | 1719.1367 | 1538.1478 | 1356.3887 | 1047.7081 | 1071.9146 | 1558.1184 | 2552.2922 | 3116.4855 | 3404.7798 | 3199.1984 | 4540.8949 | 4286.378 | 3055.2569 | 3779.1334 | 7004.3866 | 11784.3226 | 11945.5527 | 12258.7122 | 12413.44 | 12628.1648 | 11145.5743
Total Uses | [6 empty] | 80500 | 391 | 3091.3645 | 5045.0693 | 4453.6736 | 4620.2922 | 4499.9173 | 4874.1891 | 5541.0461 | 6138.6754 | 6813.4987 | 7466.131 | 7288.2334 | 7752.4187 | 8795.5335 | 9392.3002 | 10060.428 | 10740.6694 | 11438.1445 | 11797.41 | 11958.3202 | 12278.224 | 12429.8398 | 12643.1146 | 11047.0682
EXCESS/(DEFICIT) | [6 empty] | -80500 | 0 | 0 | 0 | 0 | 0 | 0 | 0 | 0 | 0 | 0 | 0 | 0 | 0 | 0 | 0 | 0 | 0 | -1.6371e-11 | 0 | 0 | 0 | 0 | 0 | 0
FINANCED BY:
Purchase Term Loan | [6 empty] | 56500 | 0 | 0 | 0 | 0 | 0 | 0 | 0 | 0 | 0 | 0 | 0 | 0 | 0 | 0 | 0 | 0 | 0 | 0 | 0 | 0 | 0 | 0 | 0 | 0
Other Term Loan | [6 empty] | 0 | 0 | 0 | 0 | 0 | 0 | 0 | 0 | 0 | 0 | 0 | 0 | 0 | 0 | 0 | 0 | 0 | 0 | 0 | 0 | 0 | 0 | 0 | 0 | 0
Common Stock | [6 empty] | 24000 | 0 | 0 | 0 | 0 | 0 | 0 | 0 | 0 | 0 | 0 | 0 | 0 | 0 | 0 | 0 | 0 | 0 | 0 | 0 | 0 | 0 | 0 | 0 | 0
Total Scheduled Financing | [6 empty] | 80500 | 0 | 0 | 0 | 0 | 0 | 0 | 0 | 0 | 0 | 0 | 0 | 0 | 0 | 0 | 0 | 0 | 0 | 0 | 0 | 0 | 0 | 0 | 0 | 0
Increase/(Decrease) in Deficit Revolver | [6 empty] | 0 | 0 | 0 | 0 | 0 | 0 | 0 | 0 | 0 | 0 | 0 | 0 | 0 | 0 | 0 | 0 | 0 | 0 | 0 | 3.0923e-11 | 0 | 3.0923e-11 | 0 | 4.5475e-11 | 0
Decrease/(Increase) in Excess Cash | [6 empty] | 0 | 0 | 0 | 0 | 0 | 0 | 0 | 0 | 0 | 0 | 0 | 0 | 0 | 0 | 0 | 0 | 0 | 0 | 1.6371e-11 | -3.0923e-11 | 0 | -3.0923e-11 | 0 | -4.5475e-11 | 0
Total Financing | [6 empty] | 80500 | 0 | 0 | 0 | 0 | 0 | 0 | 0 | 0 | 0 | 0 | 0 | 0 | 0 | 0 | 0 | 0 | 0 | 1.6371e-11 | 0 | 0 | 0 | 0 | 0 | 0
AVAILABLE CASH:
Beginning Cash | [6 empty] | 0 | 0 | 0 | 0 | 0 | 0 | 0 | 0 | 0 | 0 | 0 | 0 | 0 | 0 | 0 | 0 | 0 | 0 | 0 | 3.2742e-11 | -3.0923e-11 | 1.2733e-10 | -3.0923e-11 | 2.5102e-10 | -4.5475e-11
Operating Increase/(Decrease) | [6 empty] | 0 | 0 | 0 | 0 | 0 | 0 | 0 | 0 | 0 | 0 | 0 | 0 | 0 | 0 | 0 | 0 | 0 | 0 | 0 | 0 | 0 | 0 | 0 | 0 | 0
Excess Increase/(Decrease) | [6 empty] | 0 | 0 | 0 | 0 | 0 | 0 | 0 | 0 | 0 | 0 | 0 | 0 | 0 | 0 | 0 | 0 | 0 | 0 | -1.6371e-11 | 3.0923e-11 | 0 | 3.0923e-11 | 0 | 4.5475e-11 | 0
Excess Cash Flow Recaptured on Purchase Term Loan | [6 empty] | 0 | 0 | 0 | 0 | 0 | 0 | 0 | 0 | 0 | 0 | 0 | 0 | 0 | 0 | 0 | 0 | 0 | 0 | 0 | 1.6371e-11 | 0 | 1.6371e-11 | 0 | 1.6371e-11 | 0 | 0
Ending Cash | [6 empty] | 0 | 0 | 0 | 0 | 0 | 0 | 0 | 0 | 0 | 0 | 0 | 0 | 0 | 0 | 0 | 0 | 0 | 0 | -1.6371e-11 | 8.0036e-11 | -3.0923e-11 | 1.7462e-10 | -3.0923e-11 | 3.1287e-10 | -4.5475e-11
|  |  |  | 1996-12-31 | 1997-12-31 | 1998-12-31 | 1999-08-01 | 1999-12-31 | 2000-12-31 | 2001-12-31 | 2002-12-31 | 2003-12-31 | 2004-12-31 | 2005-12-31 | 2006-12-31 | 2007-12-31 | 2008-12-31 | 2009-12-31 | 2010-12-31 | 2011-12-31 | 2012-12-31 | 2013-12-31 | 2014-12-31 | 2015-12-31 | 2016-12-31 | 2017-12-31 | 2018-12-31 | 2019-12-31 | 2020-12-31 | 2021-12-31 | 2022-12-31
BALANCE SHEET:
Cash and Marketable Securities |  |  |  | 0 | 960 | 1493 | 0 | 0 | 0 | 0 | 0 | 0 | 0 | 0 | 0 | 0 | 0 | 0 | 0 | 0 | 0 | 0 | 0 | 0 | -1.6371e-11 | 8.0036e-11 | -3.0923e-11 | 1.7462e-10 | -3.0923e-11 | 3.1287e-10 | -4.5475e-11
Accounts Receivable |  |  |  | 0 | 1187 | 591 | 303.3753 | 883 | 1697.5526 | 2018.9892 | 1720.6719 | 1664.3196 | 1575.9054 | 1548.9458 | 1609.7306 | 1658.1943 | 1712.8138 | 1738.7504 | 1786.1202 | 1816.8066 | 1863.7223 | 1899.5795 | 1942.4566 | 1992.3374 | 2042.6111 | 2081.8734 | 2120.176 | 2178.7114 | 2227.9108 | 2272.7603 | 1977.242
Inventories |  |  |  | 0 | 0 | 0 | 0 | 163 | 0 | 0 | 0 | 0 | 0 | 0 | 0 | 0 | 0 | 0 | 0 | 0 | 0 | 0 | 0 | 0 | 0 | 0 | 0 | 0 | 0 | 0 | 0
Other Current Assets |  |  |  | 0 | 427 | 381 | 0 | 0 | 0 | 0 | 0 | 0 | 0 | 0 | 0 | 0 | 0 | 0 | 0 | 0 | 0 | 0 | 0 | 0 | 0 | 0 | 0 | 0 | 0 | 0 | 0
Total Current Assets |  |  |  | 0 | 2574 | 2465 | 303.3753 | 1046 | 1697.5526 | 2018.9892 | 1720.6719 | 1664.3196 | 1575.9054 | 1548.9458 | 1609.7306 | 1658.1943 | 1712.8138 | 1738.7504 | 1786.1202 | 1816.8066 | 1863.7223 | 1899.5795 | 1942.4566 | 1992.3374 | 2042.6111 | 2081.8734 | 2120.176 | 2178.7114 | 2227.9108 | 2272.7603 | 1977.242
Intangibles |  |  |  | 0 | 0 | 0 | 0 | 0 | 0 | 0 | 0 | 0 | 0 | 0 | 0 | 0 | 0 | 0 | 0 | 0 | 0 | 0 | 0 | 0 | 0 | 0 | 0 | 0 | 0 | 0 | 0
Transaction Fees |  |  |  | 0 | 0 | 0 | 774.4445 | 722.8148 | 671.1852 | 619.5556 | 567.926 | 516.2963 | 464.6667 | 413.0371 | 361.4074 | 309.7778 | 258.1482 | 206.5185 | 154.8889 | 103.2593 | 51.6296 | -1.8474e-13 | -1.8474e-13 | -1.8474e-13 | -1.8474e-13 | -1.8474e-13 | -1.8474e-13 | -1.8474e-13 | -1.8474e-13 | -1.8474e-13 | -1.8474e-13
Total Intangibles |  |  |  | 0 | 0 | 0 | 774.4445 | 722.8148 | 671.1852 | 619.5556 | 567.926 | 516.2963 | 464.6667 | 413.0371 | 361.4074 | 309.7778 | 258.1482 | 206.5185 | 154.8889 | 103.2593 | 51.6296 | -1.8474e-13 | -1.8474e-13 | -1.8474e-13 | -1.8474e-13 | -1.8474e-13 | -1.8474e-13 | -1.8474e-13 | -1.8474e-13 | -1.8474e-13 | -1.8474e-13
Gross PP&E |  |  |  | 0 | 68707 | 68740 | 78714.5555 | 78714.5555 | 78714.5555 | 78714.5555 | 78714.5555 | 80046.4601 | 80046.4601 | 80046.4601 | 80046.4601 | 84658.2 | 84658.2 | 84658.2 | 84658.2 | 86528.8553 | 86528.8553 | 86528.8553 | 86528.8553 | 92992.6128 | 92992.6128 | 92992.6128 | 92992.6128 | 92992.6128 | 92992.6128 | 92992.6128 | 92992.6128
Accumulated Depreciation |  |  |  | 0 | -8596 | -11789 | 0 | -2186.5154 | -7434.1525 | -12681.7895 | -17929.4265 | -23246.4336 | -28660.5587 | -34074.6838 | -39488.8089 | -44902.934 | -50317.0592 | -55731.1843 | -61145.3094 | -66587.4944 | -72068.9634 | -77550.4323 | -80845.3858 | -81415.8718 | -82457.6734 | -83499.475 | -84541.2766 | -85485.6483 | -86293.6179 | -87101.5876 | -87909.5573
Net PP&E |  |  |  | 0 | 60111 | 56951 | 78714.5555 | 76528.0401 | 71280.4031 | 66032.766 | 60785.129 | 56800.0265 | 51385.9014 | 45971.7763 | 40557.6512 | 39755.2659 | 34341.1408 | 28927.0157 | 23512.8906 | 19941.3608 | 14459.8919 | 8978.4229 | 5683.4694 | 11576.741 | 10534.9394 | 9493.1378 | 8451.3362 | 7506.9645 | 6698.9949 | 5891.0252 | 5083.0555
Loan - Intercompany (Sunco) |  |  |  | 0 | 0 | 590 | 0 | 0 | 0 | 0 | 0 | 0 | 0 | 0 | 0 | 0 | 0 | 0 | 0 | 0 | 0 | 0 | 0 | 0 | 0 | 0 | 0 | 0 | 0 | 0 | 0
Debt Service/O&M Reserve |  |  |  | 0 | 5250 | 5851 | 0 | 0 | 0 | 0 | 332.9762 | 0 | 0 | 576.4675 | 2882.3374 | 0 | 0 | 0 | 467.6638 | 0 | 0 | 807.9697 | 4039.8485 | 0 | 0 | 0 | 0 | 0 | 0 | 0 | 0
Total Assets |  |  |  | 0 | 67935 | 65857 | 79792.3753 | 78296.8549 | 73649.1408 | 68671.3108 | 63406.703 | 58980.6425 | 53426.4735 | 48510.2267 | 45411.1266 | 41723.238 | 36312.1027 | 30872.2846 | 25921.5635 | 21861.4267 | 16375.2438 | 11685.9721 | 11665.7745 | 13569.0784 | 12577.5505 | 11575.0112 | 10571.5122 | 9685.676 | 8926.9056 | 8163.7855 | 7060.2975
LIABILITIES & EQUITY:
Accounts Payable |  |  |  | 0 | 920 | 951 | -707.6247 | 834 | 1131.7017 | 1345.9928 | 1147.1146 | 1109.5464 | 1050.6036 | 1032.6306 | 1073.1537 | 1105.4629 | 1141.8759 | 1159.167 | 1190.7468 | 1211.2044 | 1242.4815 | 1266.3863 | 1294.9711 | 1328.225 | 1361.7407 | 1387.9156 | 1413.4507 | 1452.4743 | 1485.2738 | 1515.1735 | 1318.1613
Accrued Expenses |  |  |  | 0 | 0 | 0 | 0 | 0 | 0 | 0 | 0 | 0 | 0 | 0 | 0 | 0 | 0 | 0 | 0 | 0 | 0 | 0 | 0 | 0 | 0 | 0 | 0 | 0 | 0 | 0 | 0
Other Payables |  |  |  | 0 | 516 | 387 | 0 | 0 | 0 | 0 | 0 | 0 | 0 | 0 | 0 | 0 | 0 | 0 | 0 | 0 | 0 | 0 | 0 | 0 | 0 | 0 | 0 | 0 | 0 | 0 | 0
Current Maturities |  |  |  | 0 | 2067 | 2584 | 0 | 1602 | 2148.0001 | 2500.9999 | 2102 | 3173 | 3259 | 2143 | 2835 | 4243 | 4341 | 3399.9999 | 3140 | 4239 | 4286.0001 | 3759 | 4521 | 4417.0001 | 0 | 0 | 0 | 0 | 0 | 0 | 0
Short Term Debt |  |  |  | 0 | 0 | 0 | 0 | 0 | 0 | 0 | 0 | 0 | 0 | 0 | 0 | 0 | 0 | 0 | 0 | 0 | 0 | 0 | 0 | 0 | 0 | 4.7294e-11 | 0 | 1.0914e-10 | 0 | 2.1464e-10 | 0
Total Current Liabilities |  |  |  | 0 | 3503 | 3922 | -707.6247 | 2436 | 3279.7018 | 3846.9927 | 3249.1146 | 4282.5464 | 4309.6036 | 3175.6306 | 3908.1537 | 5348.4629 | 5482.8758 | 4559.1669 | 4330.7468 | 5450.2043 | 5528.4816 | 5025.3863 | 5815.971 | 5745.2251 | 1361.7407 | 1387.9156 | 1413.4507 | 1452.4743 | 1485.2738 | 1515.1735 | 1318.1613
Purchase Term Loan Debt |  |  |  | 0 | 52041 | 48866 | 56500 | 54507 | 52359 | 49858.0001 | 47756.0001 | 44583.0001 | 41324.0001 | 39181 | 36346 | 32103 | 27762.0001 | 24362.0001 | 21222.0001 | 16983.0001 | 12697.0001 | 8938.0001 | 4417.0001 | -1.6371e-11 | 0 | -1.6371e-11 | 3.2742e-11 | -1.6371e-11 | 6.5484e-11 | -1.6371e-11 | 9.8225e-11
Deferred Income Taxes |  |  |  | 0 | 4947 | 7387 | 0 | 0 | 0 | 0 | 0 | 0 | 0 | 0 | 0 | 0 | 0 | 0 | 0 | 0 | 0 | 0 | 0 | 0 | 0 | 0 | 0 | 0 | 0 | 0 | 0
Other Liabilities |  |  |  | 0 | 675 | 1026 | 0 | 0 | 0 | 0 | 0 | 0 | 0 | 0 | 0 | 0 | 0 | 0 | 0 | 0 | 0 | 0 | 0 | 0 | 0 | 0 | 0 | 0 | 0 | 0 | 0
Total Long-term Liabilities |  |  |  | 0 | 57663 | 57279 | 56500 | 54507 | 52359 | 49858.0001 | 47756.0001 | 44583.0001 | 41324.0001 | 39181 | 36346 | 32103 | 27762.0001 | 24362.0001 | 21222.0001 | 16983.0001 | 12697.0001 | 8938.0001 | 4417.0001 | -1.6371e-11 | 0 | -1.6371e-11 | 3.2742e-11 | -1.6371e-11 | 6.5484e-11 | -1.6371e-11 | 9.8225e-11
Total Liabilities |  |  |  | 0 | 61166 | 61201 | 55792.3753 | 56943 | 55638.7017 | 53704.9928 | 51005.1147 | 48865.5465 | 45633.6037 | 42356.6306 | 40254.1537 | 37451.4629 | 33244.8759 | 28921.167 | 25552.7469 | 22433.2045 | 18225.4816 | 13963.3864 | 10232.9711 | 5745.2251 | 1361.7407 | 1387.9156 | 1413.4507 | 1452.4743 | 1485.2738 | 1515.1735 | 1318.1613
Common Stock |  |  |  | 0 | 6769 | 4656 | 24000 | 24000 | 24000 | 24000 | 24000 | 24000 | 24000 | 24000 | 24000 | 24000 | 24000 | 24000 | 24000 | 24000 | 24000 | 24000 | 24000 | 24000 | 24000 | 24000 | 24000 | 24000 | 24000 | 24000 | 24000
Paid in Capital |  |  |  | 0 | 0 | 0 | 0 | 0 | 0 | 0 | 0 | 0 | 0 | 0 | 0 | 0 | 0 | 0 | 0 | 0 | 0 | 0 | 0 | 0 | 0 | 0 | 0 | 0 | 0 | 0 | 0
Treasury Stock |  |  |  | 0 | 0 | 0 | 0 | 0 | 0 | 0 | 0 | 0 | 0 | 0 | 0 | 0 | 0 | 0 | 0 | 0 | 0 | 0 | 0 | 0 | 0 | 0 | 0 | 0 | 0 | 0 | 0
Retained Earnings |  |  |  | 0 | 0 | 0 | 0 | -1847.1451 | -4854.0472 | -6243.7582 | -9879.275 | -12346.7561 | -14850.7414 | -16798.6958 | -17771.1126 | -18170.1065 | -18380.481 | -18932.3969 | -20226.4037 | -21372.5794 | -21309.3429 | -21991.0362 | -19511.9398 | -12397.0133 | -5779.8037 | -2028.5818 | -2896.3858 | -3508.0861 | -4144.9282 | -4723.2233 | -7112.2896
Preferred and Common Dividends |  |  |  | 0 | 0 | 0 | 0 | -799 | -1135.5137 | -2789.9237 | -1719.1367 | -1538.1478 | -1356.3887 | -1047.7081 | -1071.9146 | -1558.1184 | -2552.2922 | -3116.4855 | -3404.7798 | -3199.1984 | -4540.8949 | -4286.378 | -3055.2569 | -3779.1334 | -7004.3866 | -11784.3226 | -11945.5527 | -12258.7122 | -12413.44 | -12628.1648 | -11145.5743
Total Stockholders' Equity |  |  |  | 0 | 6769 | 4656 | 24000 | 21353.8549 | 18010.4391 | 14966.318 | 12401.5883 | 10115.096 | 7792.8699 | 6153.5961 | 5156.9728 | 4271.7751 | 3067.2268 | 1951.1176 | 368.8166 | -571.7778 | -1850.2378 | -2277.4143 | 1432.8033 | 7823.8534 | 11215.8098 | 10187.0956 | 9158.0615 | 8233.2017 | 7441.6318 | 6648.6119 | 5742.1361
Total Liabilities & Equity |  |  |  | 0 | 67935 | 65857 | 79792.3753 | 78296.8549 | 73649.1408 | 68671.3108 | 63406.703 | 58980.6425 | 53426.4735 | 48510.2267 | 45411.1266 | 41723.238 | 36312.1027 | 30872.2846 | 25921.5635 | 21861.4267 | 16375.2438 | 11685.9721 | 11665.7745 | 13569.0784 | 12577.5505 | 11575.0112 | 10571.5122 | 9685.676 | 8926.9056 | 8163.7855 | 7060.2975
Proof |  |  |  | 0 | 0 | 0 | 0 | 0 | 0 | 0 | 0 | 0 | 0 | 0 | 0 | 0 | 0 | 2.9104e-11 | 3.2742e-11 | 4.7294e-11 | 5.2751e-11 | 6.3665e-11 | 6.5484e-11 | 6.3665e-11 | 4.1837e-11 | 9.0949e-11 | 0 | 1.3642e-10 | -1.6371e-11 | 2.0646e-10 | -2.7285e-11
[7 empty] | 1999-08-01 | 1999-12-31 | 2000-12-31 | 2001-12-31 | 2002-12-31 | 2003-12-31 | 2004-12-31 | 2005-12-31 | 2006-12-31 | 2007-12-31 | 2008-12-31 | 2009-12-31 | 2010-12-31 | 2011-12-31 | 2012-12-31 | 2013-12-31 | 2014-12-31 | 2015-12-31 | 2016-12-31 | 2017-12-31 | 2018-12-31 | 2019-12-31 | 2020-12-31 | 2021-12-31 | 2022-12-31
CAPITALIZATION:
Deficit Revolver: |  | Beginning Balance |  |  |  |  | 0 | 0 | 0 | 0 | 0 | 0 | 0 | 0 | 0 | 0 | 0 | 0 | 0 | 0 | 0 | 0 | 0 | 0 | 0 | 0 | 4.7294e-11 | 0 | 1.0914e-10 | 0 | 2.1464e-10
|  | (Addition) |  |  |  |  | 0 | 0 | 0 | 0 | 0 | 0 | 0 | 0 | 0 | 0 | 0 | 0 | 0 | 0 | 0 | 0 | 0 | 0 | -1.6371e-11 | 0 | -3.0923e-11 | 0 | -3.0923e-11 | 0 | -4.5475e-11
|  | Repayment |  |  |  |  | 0 | 0 | 0 | 0 | 0 | 0 | 0 | 0 | 0 | 0 | 0 | 0 | 0 | 0 | 0 | 0 | 0 | 0 | 0 | 0 | 0 | 0 | 0 | 0 | 0
|  | Ending Balance |  |  |  |  | 0 | 0 | 0 | 0 | 0 | 0 | 0 | 0 | 0 | 0 | 0 | 0 | 0 | 0 | 0 | 0 | 0 | 0 | 1.6371e-11 | 0 | 7.8217e-11 | 0 | 1.4006e-10 | 0 | 2.6012e-10
|  | Interest Rate | [5 empty] | 10% | 10% | 10% | 10% | 10% | 10% | 10% | 10% | 10% | 10% | 10% | 10% | 10% | 10% | 10% | 10% | 10% | 10% | 10% | 10% | 10% | 10% | 10% | 10%
Purchase Term Loan: |  | Beginning Balance |  |  |  |  | 0 | 56500 | 56109 | 54507 | 52359 | 49858.0001 | 47756.0001 | 44583.0001 | 41324.0001 | 39181 | 36346 | 32103 | 27762.0001 | 24362.0001 | 21222.0001 | 16983.0001 | 12697.0001 | 8938.0001 | 4417.0001 | 0 | -1.6371e-11 | 3.2742e-11 | -1.6371e-11 | 6.5484e-11 | -1.6371e-11
|  | (Addition) |  |  |  |  | -56500 | 0 | 0 | 0 | 0 | 0 | 0 | 0 | 0 | 0 | 0 | 0 | 0 | 0 | 0 | 0 | 0 | 0 | 0 | 0 | 0 | 0 | 0 | 0 | 0
|  | Repayment |  |  |  |  | 0 | 391 | 1602 | 2148.0001 | 2500.9999 | 2102 | 3173 | 3259 | 2143 | 2835 | 4243 | 4341 | 3399.9999 | 3140 | 4239 | 4286.0001 | 3759 | 4521 | 4417.0001 | 0 | 0 | 0 | 0 | 0 | 0
|  | Excess Cash Flow Recapture |  |  |  |  | 0 | 0 | 0 | 0 | 0 | 0 | 0 | 0 | 0 | 0 | 0 | 0 | 0 | 0 | 0 | 0 | 0 | 0 | 0 | -1.6371e-11 | 0 | -1.6371e-11 | 0 | -1.6371e-11 | 0
|  | Ending Balance |  |  |  |  | 56500 | 56109 | 54507 | 52359 | 49858.0001 | 47756.0001 | 44583.0001 | 41324.0001 | 39181 | 36346 | 32103 | 27762.0001 | 24362.0001 | 21222.0001 | 16983.0001 | 12697.0001 | 8938.0001 | 4417.0001 | -1.6371e-11 | 1.6371e-11 | -1.6371e-11 | 4.9113e-11 | -1.6371e-11 | 8.1855e-11 | -1.6371e-11
|  | Interest Rate | [5 empty] | 7.75% | 7.75% | 7.75% | 7.875% | 7.875% | 7.875% | 8.125% | 8.125% | 8.125% | 8.25% | 8.25% | 8.25% | 8.25% | 8.375% | 8.375% | 8.375% | 8.375% | 8.375% | 8.375% | 8.375% | 8.375% | 8.375% | 8.375% | 8.375%
Other Term Loan: |  | Beginning Balance |  |  |  |  | 0 | 0 | 0 | 0 | 0 | 0 | 0 | 0 | 0 | 0 | 0 | 0 | 0 | 0 | 0 | 0 | 0 | 0 | 0 | 0 | 0 | 0 | 0 | 0 | 0
|  | (Addition) |  |  |  |  | 0 | 0 | 0 | 0 | 0 | 0 | 0 | 0 | 0 | 0 | 0 | 0 | 0 | 0 | 0 | 0 | 0 | 0 | 0 | 0 | 0 | 0 | 0 | 0 | 0
|  | Repayment |  |  |  |  | 0 | 0 | 0 | 0 | 0 | 0 | 0 | 0 | 0 | 0 | 0 | 0 | 0 | 0 | 0 | 0 | 0 | 0 | 0 | 0 | 0 | 0 | 0 | 0 | 0
|  | Ending Balance |  |  |  |  | 0 | 0 | 0 | 0 | 0 | 0 | 0 | 0 | 0 | 0 | 0 | 0 | 0 | 0 | 0 | 0 | 0 | 0 | 0 | 0 | 0 | 0 | 0 | 0 | 0
Interest Rate | bar: 1999-12-31 to 2022-12-31
TRANSACTION ASSUMPTIONS:
Transaction Date: |  | 1999-08-01
Transaction Date Adjustment:
| Fraction: | 66.67% | Pre Transaction Revenues
| Months: | 8 | and Expenses, and
| Fraction: | 33.33% | Post Transaction Revenues
| Months: | 4 | and Expenses in fiscal |  |  | 36525.
|  | Fiscal Year End: |  | 1999-12-31
Transaction Funds Flow | [6 empty] | 2000-12-31: Subsequent Fundings
|  |  |  | Transaction |  |  | 1999-08-01: Transaction
| Sources: |  |  | Totals |  |  | Date | 1999-12-31 | 2000-12-31 | 2001-12-31 | 2002-12-31 | 2003-12-31 | 2004-12-31 | 2005-12-31 | 2006-12-31 | 2007-12-31 | 2008-12-31 | 2009-12-31 | 2010-12-31 | 2011-12-31 | 2012-12-31 | 2013-12-31 | 2014-12-31 | 2015-12-31 | 2016-12-31 | 2017-12-31 | 2018-12-31 | 2019-12-31 | 2020-12-31 | 2021-12-31 | 2022-12-31
| Purchase Term Loan |  |  | 56500 |  |  | 56500 | 0 | 0 | 0 | 0 | 0 | 0 | 0 | 0 | 0 | 0 | 0 | 0 | 0 | 0 | 0 | 0 | 0 | 0 | 0 | 0 | 0 | 0 | 0 | 0
| Other Term Loan |  |  | 0 |  |  | 0 | 0 | 0 | 0 | 0 | 0 | 0 | 0 | 0 | 0 | 0 | 0 | 0 | 0 | 0 | 0 | 0 | 0 | 0 | 0 | 0 | 0 | 0 | 0 | 0
| Common Stock |  |  | 24000 |  |  | 24000 | 0 | 0 | 0 | 0 | 0 | 0 | 0 | 0 | 0 | 0 | 0 | 0 | 0 | 0 | 0 | 0 | 0 | 0 | 0 | 0 | 0 | 0 | 0 | 0
| Cash on Hand |  |  | 0 |  |  | 0
| Sources |  |  | 80500 |  |  | 80500 | 0 | 0 | 0 | 0 | 0 | 0 | 0 | 0 | 0 | 0 | 0 | 0 | 0 | 0 | 0 | 0 | 0 | 0 | 0 | 0 | 0 | 0 | 0 | 0
Uses:
| Capital Exp.: | Intangibles |  | 0 |  |  | 0 | 0 | 0 | 0 | 0 | 0 | 0 | 0 | 0 | 0 | 0 | 0 | 0 | 0 | 0 | 0 | 0 | 0 | 0 | 0 | 0 | 0 | 0 | 0 | 0
|  | PP&E |  | 0 |  |  | 0 | 0 | 0 | 0 | 0 | 1331.9046 | 0 | 0 | 0 | 4611.7398 | 0 | 0 | 0 | 1870.6553 | 0 | 0 | 0 | 6463.7575 | 0 | 0 | 0 | 0 | 0 | 0 | 0
|  | Land |  | 0 |  |  | 0 | 0 | 0 | 0 | 0 | 0 | 0 | 0 | 0 | 0 | 0 | 0 | 0 | 0 | 0 | 0 | 0 | 0 | 0 | 0 | 0 | 0 | 0 | 0 | 0
| Dividend/Distribution |  |  | 0 |  |  | 0 | 0 | 0 | 0 | 0 | 0 | 0 | 0 | 0 | 0 | 0 | 0 | 0 | 0 | 0 | 0 | 0 | 0 | 0 | 0 | 0 | 0 | 0 | 0 | 0
| Treasury Stock Acquisition |  |  | 0 |  |  | 0 | 0 | 0 | 0 | 0 | 0 | 0 | 0 | 0 | 0 | 0 | 0 | 0 | 0 | 0 | 0 | 0 | 0 | 0 | 0 | 0 | 0 | 0 | 0 | 0
| Transaction Fees |  |  | 774.4445 |  |  | 774.4445 | 0 | 0 | 0 | 0 | 0 | 0 | 0 | 0 | 0 | 0 | 0 | 0 | 0 | 0 | 0 | 0 | 0 | 0 | 0 | 0 | 0 | 0 | 0 | 0
| Excess Cash/Other Funding |  |  | 79725.5555 |  |  | 79725.5555 | 0 | 0 | 0 | 0 | -1331.9046 | 0 | 0 | 0 | -4611.7398 | 0 | 0 | 0 | -1870.6553 | 0 | 0 | 0 | -6463.7575 | 0 | 0 | 0 | 0 | 0 | 0 | 0
| Uses |  |  | 80500 |  |  | 80500 | 0 | 0 | 0 | 0 | 0 | 0 | 0 | 0 | 0 | 0 | 0 | 0 | 0 | 0 | 0 | 0 | 0 | 0 | 0 | 0 | 0 | 0 | 0 | 0
|  | Proof: |  | 0 |  |  | 0 | 0 | 0 | 0 | 0 | 0 | 0 | 0 | 0 | 0 | 0 | 0 | 0 | 0 | 0 | 0 | 0 | 0 | 0 | 0 | 0 | 0 | 0 | 0 | 0
TRANSACTION FEES: |  |  |  |  | Tax Life | Accounting
|  | % |  | $ | (Yrs) | Treatment |  | 1999-12-31 | 2000-12-31 | 2001-12-31 | 2002-12-31 | 2003-12-31 | 2004-12-31 | 2005-12-31 | 2006-12-31 | 2007-12-31 | 2008-12-31 | 2009-12-31 | 2010-12-31 | 2011-12-31 | 2012-12-31 | 2013-12-31 | 2014-12-31 | 2015-12-31 | 2016-12-31 | 2017-12-31 | 2018-12-31 | 2019-12-31 | 2020-12-31 | 2021-12-31 | 2022-12-31
Transaction Advisory Fee |  |  |  | 0 | NA |  | Expensed: | 1999-12-31: 0
Other Fees and Expenses |  |  |  | 0 | 15 |  | Capitalized: | 1999-12-31: 774.4445
Upfront Placement Fees: | [6 empty] | 15 yrs MACRS (1/2 yr.) | 5% | 9.5% | 8.55% | 7.7% | 6.93% | 6.23% | 5.9% | 5.9% | 5.91% | 5.9% | 5.91% | 5.9% | 5.91% | 5.9% | 5.91% | 2.95%
Purchase Term Loan |  | 1.5% |  | 774.4445 | 15 |  | SL Amortization | 51.6296 | 51.6296 | 51.6296 | 51.6296 | 51.6296 | 51.6296 | 51.6296 | 51.6296 | 51.6296 | 51.6296 | 51.6296 | 51.6296 | 51.6296 | 51.6296 | 51.6296
Other Term Loan |  | 0% |  | 0 | 15 |  |  | 0 | 0 | 0 | 0 | 0 | 0 | 0 | 0 | 0 | 0 | 0 | 0 | 0 | 0 | 0 | 0
Common Stock |  | 0% |  | 0 | NA |  |  | 0 | 0 | 0 | 0 | 0 | 0 | 0 | 0 | 0 | 0 | 0 | 0 | 0 | 0 | 0 | 0
*(As % of Commitment) |  | Total |  | 774.4445 |  | Total |  | 51.6296 | 51.6296 | 51.6296 | 51.6296 | 51.6296 | 51.6296 | 51.6296 | 51.6296 | 51.6296 | 51.6296 | 51.6296 | 51.6296 | 51.6296 | 51.6296 | 51.6296 | 0
HISTORICAL AND OPENING BALANCE SHEETS: | [5 empty] | Latest United Financials
ASSETS: |  |  |  | 1996-12-31 | 1997-01-01 | 1998-01-01 |  | 1999-12-31: 1999-08-01; 2001-12-31: Add; 2002-12-31: Subtract; 2004-12-31: 1999-08-01; 2006-12-31: Operating Cash
Cash and Marketable Securities |  |  |  | 0 | 960 | 1493 |  | 1999-12-31: 1493; 2001-12-31: 0; 2002-12-31: 0; 2004-12-31: 0; 2006-12-31: at 08/01/99:*
Accounts Receivable |  |  |  | 0 | 1187 | 591 |  | 1999-12-31: 591; 2001-12-31: 303.3753; 2004-12-31: 303.3753; 2006-12-31: 0
Inventories |  |  |  | 0 | 0 | 0 |  | 1999-12-31: 0; 2001-12-31: 0; 2004-12-31: 0
Other Current Assets |  |  |  | 0 | 427 | 381 |  | 1999-12-31: 381; 2001-12-31: 0; 2004-12-31: 0
Total Current Assets |  |  |  | 0 | 2574 | 2465 |  | 1999-12-31: 2465; 2001-12-31: 303.3753; 2002-12-31: 0; 2004-12-31: 303.3753
Intangibles |  |  |  | 0 | 0 | 0 |  | 1999-12-31: 0; 2001-12-31: 0; 2004-12-31: 0
Transaction Fees |  |  |  | 0 | 0 | 0 |  | 1999-12-31: 0; 2001-12-31: 774.4445; 2003-12-31: e502; 2004-12-31: 774.4445
Gross PP&E |  |  |  | 0 | 68707 | 68740 |  | 1999-12-31: 68740; 2001-12-31: 78714.5555; 2002-12-31: 0; 2004-12-31: 78714.5555
Accumulated Depreciation |  |  |  | 0 | -8596 | -11789 |  | 1999-12-31: -11789; 2001-12-31: 0; 2004-12-31: 0
Net PP&E |  |  |  | 0 | 60111 | 56951 |  | 1999-12-31: 56951; 2001-12-31: 78714.5555; 2004-12-31: 78714.5555
Loan - Intercompany (Sunco) |  |  |  | 0 | 0 | 590 |  | 1999-12-31: 590; 2001-12-31: 0; 2004-12-31: 0
Debt Service/O&M Reserve |  |  |  | 0 | 5250 | 5851 |  | 1999-12-31: 5851; 2001-12-31: 0; 2004-12-31: 0
Total Assets |  |  |  | 0 | 67935 | 65857 |  | 1999-12-31: 65857; 2001-12-31: 79792.3753; 2002-12-31: 0; 2004-12-31: 79792.3753
LIABILITIES & EQUITY:
Accounts Payable |  |  |  | 0 | 920 | 951 |  | 1999-12-31: 951; 2001-12-31: -707.6247; 2004-12-31: -707.6247; 2006-12-31: Total; 2008-12-31: Long-term
Accrued Expenses |  |  |  | 0 | 0 | 0 |  | 1999-12-31: 0; 2001-12-31: 0; 2004-12-31: 0; 2006-12-31: Capitalization; 2008-12-31: Capitalization
Other Payables |  |  |  | 0 | 516 | 387 |  | 1999-12-31: 387; 2001-12-31: 0; 2004-12-31: 0; 2006-12-31: $; 2007-12-31: %; 2008-12-31: $; 2009-12-31: %
Current Maturities |  |  |  | 0 | 2067 | 2584 |  | 1999-12-31: 2584; 2001-12-31: 0; 2002-12-31: 0; 2004-12-31: 0; 2006-12-31: 0; 2007-12-31: 0%; 2008-12-31: 0; 2009-12-31: 0%
Total Current Liabilities |  |  |  | 0 | 3503 | 3922 |  | 1999-12-31: 3922; 2001-12-31: -707.6247; 2002-12-31: 0; 2004-12-31: -707.6247; 2006-12-31: 0; 2007-12-31: 0%; 2008-12-31: 0; 2009-12-31: 0%
Purchase Term Loan Debt |  |  |  | 0 | 52041 | 48866 |  | 1999-12-31: 48866; 2001-12-31: 56500; 2002-12-31: 0; 2004-12-31: 56500; 2006-12-31: 56500; 2007-12-31: 70.19%; 2008-12-31: 56500; 2009-12-31: 70.19%
Loan - Intercompany (United) |  |  |  | 0 | 4947 | 7387 |  | 1999-12-31: 7387; 2001-12-31: 0; 2004-12-31: 0
Other Liabilities |  |  |  | 0 | 675 | 1026 |  | 1999-12-31: 1026; 2001-12-31: 0; 2004-12-31: 0
Total Long-term Liabilities |  |  |  | 0 | 57663 | 57279 |  | 1999-12-31: 57279; 2001-12-31: 56500; 2002-12-31: 0; 2004-12-31: 56500; 2006-12-31: 56500; 2007-12-31: 70.19%; 2008-12-31: 56500; 2009-12-31: 70.19%
Total Liabilities |  |  |  | 0 | 61166 | 61201 |  | 1999-12-31: 61201; 2001-12-31: 55792.3753; 2002-12-31: 0; 2004-12-31: 55792.3753; 2006-12-31: 56500; 2007-12-31: 70.19%; 2008-12-31: 56500; 2009-12-31: 70.19%
Common Stock |  |  |  | 0 | 6769 | 4656 |  | 1999-12-31: 4656; 2001-12-31: 24000; 2002-12-31: 0; 2004-12-31: 24000; 2006-12-31: 24000; 2007-12-31: 29.81%; 2008-12-31: 24000; 2009-12-31: 29.81%
Paid in Capital |  |  |  | 0 | 0 | 0 |  | 1999-12-31: 0; 2001-12-31: 0; 2002-12-31: 0; 2004-12-31: 0; 2006-12-31: 0; 2007-12-31: 0%; 2008-12-31: 0; 2009-12-31: 0%
Treasury Stock |  |  |  | 0 | 0 | 0 |  | 1999-12-31: 0; 2001-12-31: 0; 2002-12-31: 0; 2004-12-31: 0; 2006-12-31: 0; 2007-12-31: 0%; 2008-12-31: 0; 2009-12-31: 0%
Retained Earnings |  |  |  | 0 | 0 | 0 |  | 1999-12-31: 0; 2001-12-31: 0; 2002-12-31: 0; 2004-12-31: 0; 2006-12-31: 0; 2007-12-31: 0%; 2008-12-31: 0; 2009-12-31: 0%
Preferred and Common Dividends |  |  |  | 0 | 0 | 0 |  | 1999-12-31: 0; 2001-12-31: 0; 2004-12-31: 0; 2006-12-31: 0; 2007-12-31: 0%; 2008-12-31: 0; 2009-12-31: 0%
Total Stockholders' Equity |  |  |  | 0 | 6769 | 4656 |  | 1999-12-31: 4656; 2001-12-31: 24000; 2002-12-31: 0; 2004-12-31: 24000; 2006-12-31: 24000; 2007-12-31: 29.81%; 2008-12-31: 24000; 2009-12-31: 29.81%
Total Liabilities & Equity |  |  |  | 0 | 67935 | 65857 |  | 1999-12-31: 65857; 2001-12-31: 79792.3753; 2002-12-31: 0; 2004-12-31: 79792.3753; 2006-12-31: 80500; 2007-12-31: 100%; 2008-12-31: 80500; 2009-12-31: 100%
Proof |  |  |  | 0 | 0 | 0 |  | 1999-12-31: 0; 2001-12-31: 0; 2002-12-31: 0; 2004-12-31: 0
ADJUSTED WORKING CAPITAL INPUT: |  |  |  | 1996-12-31 | 1997-12-31 | 1998-12-31 | 1999-08-01 | 1999-12-31 | 2000-12-31 | 2001-12-31 | 2002-12-31 | 2003-12-31 | 2004-12-31 | 2005-12-31 | 2006-12-31 | 2007-12-31 | 2008-12-31 | 2009-12-31 | 2010-12-31 | 2011-12-31 | 2012-12-31 | 2013-12-31 | 2014-12-31 | 2015-12-31 | 2016-12-31 | 2017-12-31 | 2018-12-31 | 2019-12-31 | 2020-12-31 | 2021-12-31 | 2022-12-31
Operating Cash Balance (Days) |  |  |  | 0 | 0 | 0 | 0 | 0 | 0 | 0 | 0 | 0 | 0 | 0 | 0 | 0 | 0 | 0 | 0 | 0 | 0 | 0 | 0 | 0 | 0 | 0 | 0 | 0 | 0 | 0 | 0
Accounts Receivable (Days) |  |  |  | 0 | 0 | 0 | 60 | 30 | 30 | 30 | 30 | 30 | 30 | 30 | 30 | 30 | 30 | 30 | 30 | 30 | 30 | 30 | 30 | 30 | 30 | 30 | 30 | 30 | 30 | 30 | 30
Inventories (x) |  |  |  | 0 | 0 | 0 | 20 | 20 | 20 | 20 | 20 | 20 | 20 | 20 | 20 | 20 | 20 | 20 | 20 | 20 | 20 | 20 | 20 | 20 | 20 | 20 | 20 | 20 | 20 | 20 | 20
Other Current Assets ($) |  |  |  | 0 | 0 | 0 | 0 | 0 | 0 | 0 | 0 | 0 | 0 | 0 | 0 | 0 | 0 | 0 | 0 | 0 | 0 | 0 | 0 | 0 | 0 | 0 | 0 | 0 | 0 | 0 | 0
Accounts Payable (Days) |  |  |  | 0 | 0 | 0 | 30 | 20 | 20 | 20 | 20 | 20 | 20 | 20 | 20 | 20 | 20 | 20 | 20 | 20 | 20 | 20 | 20 | 20 | 20 | 20 | 20 | 20 | 20 | 20 | 20
Accrued Expenses (Days) |  |  |  | 0 | 0 | 0 | 20 | 20 | 20 | 20 | 20 | 20 | 20 | 20 | 20 | 20 | 20 | 20 | 20 | 20 | 20 | 20 | 20 | 20 | 20 | 20 | 20 | 20 | 20 | 20 | 20
Other Payables ($) |  |  |  | 0 | 0 | 0 | 0 | 0 | 0 | 0 | 0 | 0 | 0 | 0 | 0 | 0 | 0 | 0 | 0 | 0 | 0 | 0 | 0 | 0 | 0 | 0 | 0 | 0 | 0 | 0 | 0
ADJ. WORKING CAPITAL ANALYSIS |  |  |  | 1996-12-31 | 1997-12-31 | 1998-12-31 | 1999-08-01 | 1999-12-31 | 2000-12-31 | 2001-12-31 | 2002-12-31 | 2003-12-31 | 2004-12-31 | 2005-12-31 | 2006-12-31 | 2007-12-31 | 2008-12-31 | 2009-12-31 | 2010-12-31 | 2011-12-31 | 2012-12-31 | 2013-12-31 | 2014-12-31 | 2015-12-31 | 2016-12-31 | 2017-12-31 | 2018-12-31 | 2019-12-31 | 2020-12-31 | 2021-12-31 | 2022-12-31
Operating Cash Balance |  |  |  | 0 | 960 | 1493 | 0 | 0 | 0 | 0 | 0 | 0 | 0 | 0 | 0 | 0 | 0 | 0 | 0 | 0 | 0 | 0 | 0 | 0 | 0 | 0 | 0 | 0 | 0 | 0 | 0
Accounts Receivable |  |  |  | 0 | 1187 | 591 | 303.3753 | 883 | 1697.5526 | 2018.9892 | 1720.6719 | 1664.3196 | 1575.9054 | 1548.9458 | 1609.7306 | 1658.1943 | 1712.8138 | 1738.7504 | 1786.1202 | 1816.8066 | 1863.7223 | 1899.5795 | 1942.4566 | 1992.3374 | 2042.6111 | 2081.8734 | 2120.176 | 2178.7114 | 2227.9108 | 2272.7603 | 1977.242
Inventories |  |  |  | 0 | 0 | 0 | 0 | 163 | 0 | 0 | 0 | 0 | 0 | 0 | 0 | 0 | 0 | 0 | 0 | 0 | 0 | 0 | 0 | 0 | 0 | 0 | 0 | 0 | 0 | 0 | 0
Other Current Assets |  |  |  | 0 | 427 | 381 | 0 | 0 | 0 | 0 | 0 | 0 | 0 | 0 | 0 | 0 | 0 | 0 | 0 | 0 | 0 | 0 | 0 | 0 | 0 | 0 | 0 | 0 | 0 | 0 | 0
Accounts Payable |  |  |  | 0 | 920 | 951 | -707.6247 | 834 | 1131.7017 | 1345.9928 | 1147.1146 | 1109.5464 | 1050.6036 | 1032.6306 | 1073.1537 | 1105.4629 | 1141.8759 | 1159.167 | 1190.7468 | 1211.2044 | 1242.4815 | 1266.3863 | 1294.9711 | 1328.225 | 1361.7407 | 1387.9156 | 1413.4507 | 1452.4743 | 1485.2738 | 1515.1735 | 1318.1613
Accrued Expenses |  |  |  | 0 | 0 | 0 | 0 | 0 | 0 | 0 | 0 | 0 | 0 | 0 | 0 | 0 | 0 | 0 | 0 | 0 | 0 | 0 | 0 | 0 | 0 | 0 | 0 | 0 | 0 | 0 | 0
Other Payables |  |  |  | 0 | 516 | 387 | 0 | 0 | 0 | 0 | 0 | 0 | 0 | 0 | 0 | 0 | 0 | 0 | 0 | 0 | 0 | 0 | 0 | 0 | 0 | 0 | 0 | 0 | 0 | 0 | 0
Adjusted W/C Balance: |  |  | 0 | 0 | 1138 | 1127 | 1011 | 212 | 565.8509 | 672.9964 | 573.5573 | 554.7732 | 525.3018 | 516.3153 | 536.5769 | 552.7314 | 570.9379 | 579.5835 | 595.3734 | 605.6022 | 621.2408 | 633.1932 | 647.4855 | 664.1125 | 680.8704 | 693.9578 | 706.7253 | 726.2371 | 742.6369 | 757.5868 | 659.0807
Change in Adjusted W/C |  |  |  | 0 | 1138 | -11 | -116 | -799 | 353.8509 | 107.1455 | -99.4391 | -18.7841 | -29.4714 | -8.9865 | 20.2616 | 16.1546 | 18.2065 | 8.6455 | 15.7899 | 10.2288 | 15.6386 | 11.9524 | 14.2924 | 16.6269 | 16.7579 | 13.0875 | 12.7675 | 19.5118 | 16.3998 | 14.9498 | -98.5061
Increase/(Decrease) in O&M Reserve Acccount | [7 empty] | 0 | 0 | 0 | 332.9762 | -332.9762 | 0 | 576.4675 | 2305.8699 | -2882.3374 | 0 | 0 | 467.6638 | -467.6638 | 0 | 807.9697 | 3231.8788 | -4039.8485 | 0 | 0 | 0 | 0 | 0 | 0 | 0
Total Scheduled Debt Service | [6 empty] | 0 | 0 | 5888.37 | 6289.0575 | 6525.7943 | 5945.5513 | 6808.8481 | 6748.9719 | 5413.5157 | 5903.2844 | 7066.5212 | 6810.4312 | 5550.1149 | 5020.3401 | 5838.8343 | 5528.8501 | 4664.9656 | 5080.2406 | 4601.962 | 1.8122e-12 | 2.0566e-12 | 7.9967e-12 | 4.7987e-12 | 1.7819e-11 | 7.5408e-12
DS Reserve Account (50% of Scheduled DS) |  |  |  | 1999-08-01: 0; 1999-12-31: 0
[7 empty] | 0 | 0
O&M Reserve Account | [8 empty] | 0 | 0 | 332.9762 | 0 | 0 | 576.4675 | 2882.3374 | 0 | 0 | 0 | 467.6638 | 0 | 0 | 807.9697 | 4039.8485 | 0 | 0 | 0 | 0 | 0 | 0 | 0 | 0
Total Required Reserve | [7 empty] | 0 | 0 | 0 | 332.9762 | 0 | 0 | 576.4675 | 2882.3374 | 0 | 0 | 0 | 467.6638 | 0 | 0 | 807.9697 | 4039.8485 | 0 | 0 | 0 | 0 | 0 | 0 | 0 | 0
Starting Reserve | [6 empty] | 0 | 0 | 0 | 0 | 0 | 332.9762 | 0 | 0 | 576.4675 | 2882.3374 | 0 | 0 | 0 | 467.6638 | 0 | 0 | 807.9697 | 4039.8485 | 0 | 0 | 0 | 0 | 0 | 0 | 0
Reserve Additions (Subtractions) for DS account | [6 empty] | 0 | 0 | 0 | 0 | 0 | 0 | 0 | 0 | 0 | 0 | 0 | 0 | 0 | 0 | 0 | 0 | 0 | 0 | 0 | 0 | 0 | 0 | 0 | 0 | 0
Reserve Additions (Subtractions) for O&M Account | [6 empty] | 0 | 0 | 0 | 0 | 332.9762 | -332.9762 | 0 | 576.4675 | 2305.8699 | -2882.3374 | 0 | 0 | 467.6638 | -467.6638 | 0 | 807.9697 | 3231.8788 | -4039.8485 | 0 | 0 | 0 | 0 | 0 | 0 | 0
Ending Reserve | [5 empty] | 0 | 0 | 0 | 0 | 0 | 332.9762 | 0 | 0 | 576.4675 | 2882.3374 | 0 | 0 | 0 | 467.6638 | 0 | 0 | 807.9697 | 4039.8485 | 0 | 0 | 0 | 0 | 0 | 0 | 0 | 0
[9 empty] | TEMP:====> | 0 | 0 | 0 | 0 | 0 | 0 | 0 | 0 | 0 | 0 | 0 | 0 | 0 | 0 | 0 | 0 | 0 | 0 | 0 | 0 | 0 | 0
Increase/(Decrease) in Reserve Accounts | [5 empty] | 0 | 0 | 0 | 0 | 0 | 332.9762 | -332.9762 | 0 | 576.4675 | 2305.8699 | -2882.3374 | 0 | 0 | 467.6638 | -467.6638 | 0 | 807.9697 | 3231.8788 | -4039.8485 | 0 | 0 | 0 | 0 | 0 | 0 | 0
[11 empty] | Summary!$E$44*0.25 |  |  | Summary!$E$50*0.125 | Summary!$E$50*0.625 |  |  |  | Summary!$E$56*0.25 |  |  | Summary!$E$62*0.125 | Summary!$E$62*0.625
SCHEDULED DEBT AND STOCK | [5 empty] | Bank Amortization Schedule |  | 391 | 1602 | 2148.0001 | 2500.9999 | 2102 | 3173 | 3259 | 2143 | 2835 | 4243 | 4341 | 3399.9999 | 3140 | 4239 | 4286.0001 | 3759 | 4521 | 4417.0001 | 0 | 0 | 0 | 0 | 0 | 0
REPAYMENT AND ADDITIONS: |  |  |  | 1996-12-31 | 1997-12-31 | 1998-12-31 | 1999-08-01 | 1999-12-31 | 2000-12-31 | 2001-12-31 | 2002-12-31 | 2003-12-31 | 2004-12-31 | 2005-12-31 | 2006-12-31 | 2007-12-31 | 2008-12-31 | 2009-12-31 | 2010-12-31 | 2011-12-31 | 2012-12-31 | 2013-12-31 | 2014-12-31 | 2015-12-31 | 2016-12-31 | 2017-12-31 | 2018-12-31 | 2019-12-31 | 2020-12-31 | 2021-12-31 | 2022-12-31
[6 empty] | Standard Amortization |  | 0.692% | 2.835% | 3.802% | 4.427% | 3.72% | 5.616% | 5.768% | 3.793% | 5.018% | 7.51% | 7.683% | 6.018% | 5.558% | 7.503% | 7.586% | 6.653% | 8.002% | 7.818% | 0% | 0% | 0% | 0% | 0% | 0%
[6 empty] | Adjusted Amortization | 1e-05 | 0.692% | 2.835% | 3.802% | 4.427% | 3.72% | 5.616% | 5.768% | 3.793% | 5.018% | 7.51% | 7.683% | 6.018% | 5.558% | 7.503% | 7.586% | 6.653% | 8.002% | 7.818% | 0% | 0% | 0% | 0% | 0% | 0%
[6 empty] | Standard Repayment |  | 391 | 1602 | 2148.0001 | 2500.9999 | 2102 | 3173 | 3259 | 2143 | 2835 | 4243 | 4341 | 3399.9999 | 3140 | 4239 | 4286.0001 | 3759 | 4521 | 4417.0001 | 0 | 0 | 0 | 0 | 0 | 0
[6 empty] | Monetization Debt Paydown |  |  | 0 | 0 | 0 | 0 | 0 | 0 | 0 | 0 | 0 | 0 | 0 | 0 | 0 | 0 | 0 | 0 | 0 | 0 | 0 | 0 | 0 | 0 | 0
Purchase Term Loan | [5 empty] | Repayment |  | 391 | 1602 | 2148.0001 | 2500.9999 | 2102 | 3173 | 3259 | 2143 | 2835 | 4243 | 4341 | 3399.9999 | 3140 | 4239 | 4286.0001 | 3759 | 4521 | 4417.0001 | 0 | 0 | 0 | 0 | 0 | 0
[6 empty] | (Scheduled Additions) |  | 0 | 0 | 0 | 0 | 0 | 0 | 0 | 0 | 0 | 0 | 0 | 0 | 0 | 0 | 0 | 0 | 0 | 0 | 0 | 0 | 0 | 0 | 0 | 0
[6 empty] | Interest Deferral: (YES or NO) |  | NO | NO | NO | NO | NO | NO | NO | NO | NO | NO | NO | NO | NO | NO | NO | NO | NO | NO | NO | NO | NO | NO | NO | NO
[6 empty] | Interest Deferral Tax Deductible: (YES or NO) |  | YES
| MIN | 1 |  |  |  | Interest Rate Deferred |  | 0% | 0% | 0% | 0% | 0% | 0% | 0% | 0% | 0% | 0% | 0% | 0% | 0% | 0% | 0% | 0% | 0% | 0% | 0% | 0% | 0% | 0% | 0% | 0%
| AVE | 1.628 |  |  |  | Amount Deferred (Accrued Semi-annually) |  | 0 | 0 | 0 | 0 | 0 | 0 | 0 | 0 | 0 | 0 | 0 | 0 | 0 | 0 | 0 | 0 | 0 | 0 | 0 | 0 | 0 | 0 | 0 | 0
| IRR |  |  |  |  | Excess Cash Flow Recapture: |  | 0% | 0% | 0% | 0% | 0% | 0% | 0% | 0% | 0% | 0% | 0% | 0% | 0% | 0% | 0% | 0% | 0% | 0% | 0% | 0% | 0% | 0% | 0% | 0%
[6 empty] | Coverages |  | 1 | 1.2529 | 1.4607 | 1.2992 | 1.4236 | 1.1949 | 1.2393 | 1.6277 | 1.5596 | 1.3638 | 1.4589 | 1.7006 | 1.9187 | 1.7804 | 1.9236 | 2.3508 | 2.2243 | 2.5257 |  | 0 | 0 | 0 | 0 | 0
Other Term Loan | [5 empty] | Repayment |  | 0 | 0 | 0 | 0 | 0 | 0 | 0 | 0 | 0 | 0 | 0 | 0 | 0 | 0 | 0 | 0 | 0 | 0 | 0 | 0 | 0 | 0 | 0 | 0
[6 empty] | (Scheduled Additions) |  | 0 | 0 | 0 | 0 | 0 | 0 | 0 | 0 | 0 | 0 | 0 | 0 | 0 | 0 | 0 | 0 | 0 | 0 | 0 | 0 | 0 | 0 | 0 | 0
[6 empty] | Interest Deferral: (YES or NO) |  | NO | NO | NO | NO | NO | NO | NO | NO | NO | NO | NO | NO | NO | NO | NO | NO | NO | NO | NO | NO | NO | NO | NO | NO
[6 empty] | Interest Deferral Tax Deductible: (YES or NO) |  | YES
[6 empty] | Interest Rate Deferred |  | 0% | 0% | 0% | 0% | 0% | 0% | 0% | 0% | 0% | 0% | 0% | 0% | 0% | 0% | 0% | 0% | 0% | 0% | 0% | 0% | 0% | 0% | 0% | 0%
[6 empty] | Amount Deferred (Accrued Semi-annually)-Avg Balance |  | 0 | 0 | 0 | 0 | 0 | 0 | 0 | 0 | 0 | 0 | 0 | 0 | 0 | 0 | 0 | 0 | 0 | 0 | 0 | 0 | 0 | 0 | 0 | 0
Common Stock | [5 empty] | Treasury Stock Purchases |  | 0 | 0 | 0 | 0 | 0 | 0 | 0 | 0 | 0 | 0 | 0 | 0 | 0 | 0 | 0 | 0 | 0 | 0 | 0 | 0 | 0 | 0 | 0 | 0
[6 empty] | (Issues) |  | 0 | 0 | 0 | 0 | 0 | 0 | 0 | 0 | 0 | 0 | 0 | 0 | 0 | 0 | 0 | 0 | 0 | 0 | 0 | 0 | 0 | 0 | 0 | 0
[9 empty] | 2000 | 2001 | 2002 | 2003 | 2004 | 2005 | 2006 | 2007 | 2008 | 2009 | 2010 | 2011 | 2012 | 2013 | 2014 | 2015 | 2016 | 2017 | 2018 | 2019 | 2020 | 2021 | 2022
INTEREST RATES, COUPON RATES AND |  |  |  | 1996-12-31 | 1997-12-31 | 1998-12-31 | 1999-08-01 | 1999-12-31 | 2000-12-31 | 2001-12-31 | 2002-12-31 | 2003-12-31 | 2004-12-31 | 2005-12-31 | 2006-12-31 | 2007-12-31 | 2008-12-31 | 2009-12-31 | 2010-12-31 | 2011-12-31 | 2012-12-31 | 2013-12-31 | 2014-12-31 | 2015-12-31 | 2016-12-31 | 2017-12-31 | 2018-12-31 | 2019-12-31 | 2020-12-31 | 2021-12-31 | 2022-12-31
DIVIDEND YIELDS: | bar: 1996-12-31 to 2022-12-31
Hist Common Div'ds |  |  |  | 1996-12-31: 0; 1997-12-31: 0; 1998-12-31: 0; 1999-08-01: 0
Deficit Revolver | [7 empty] | 10% | 10% | 10% | 10% | 10% | 10% | 10% | 10% | 10% | 10% | 10% | 10% | 10% | 10% | 10% | 10% | 10% | 10% | 10% | 10% | 10% | 10% | 10% | 10%
Purchase Term Loan | [7 empty] | 7.75% | 7.75% | 7.75% | 7.875% | 7.875% | 7.875% | 8.125% | 8.125% | 8.125% | 8.25% | 8.25% | 8.25% | 8.25% | 8.375% | 8.375% | 8.375% | 8.375% | 8.375% | 8.375% | 8.375% | 8.375% | 8.375% | 8.375% | 8.375%
Other Term Loan | bar: 1999-12-31 to 2022-12-31
Dividend Payout Ratio | bar: 1999-12-31 to 2022-12-31
Interest Income
Interest Earned on Cash Balances? |  |  |  | yes |  |  |  | 5% | 5% | 5% | 5% | 5% | 5% | 5% | 5% | 5% | 5% | 5% | 5% | 5% | 5% | 5% | 5% | 5% | 5% | 5% | 5% | 5% | 5% | 5% | 5%
Hist Int Income/Int on Cash Balances |  |  |  | 0 | 0 | 0 | 0 | 5% | 5% | 5% | 5% | 5% | 5% | 5% | 5% | 5% | 5% | 5% | 5% | 5% | 5% | 5% | 5% | 5% | 5% | 5% | 5% | 5% | 5% | 5% | 5%
HISTORICAL AND PROFORMA NON-OPERATING ASSUMPTIONS: |  |  |  | 1999-08-01: 8 M; 1999-12-31: 4 M
FYE: | 1999-12-31 |  |  | 1996-12-31 | 1997-12-31 | 1998-12-31 | 1999-08-01 | 1999-12-31 | 2000-12-31 | 2001-12-31 | 2002-12-31 | 2003-12-31 | 2004-12-31 | 2005-12-31 | 2006-12-31 | 2007-12-31 | 2008-12-31 | 2009-12-31 | 2010-12-31 | 2011-12-31 | 2012-12-31 | 2013-12-31 | 2014-12-31 | 2015-12-31 | 2016-12-31 | 2017-12-31 | 2018-12-31 | 2019-12-31 | 2020-12-31 | 2021-12-31 | 2022-12-31
Amortization:
Amortization - Transaction Fees | [7 empty] | 51.6296 | 51.6296 | 51.6296 | 51.6296 | 51.6296 | 51.6296 | 51.6296 | 51.6296 | 51.6296 | 51.6296 | 51.6296 | 51.6296 | 51.6296 | 51.6296 | 51.6296 | 0 | 0 | 0 | 0 | 0 | 0 | 0 | 0 | 0
Amortization - Intangibles (from operating sheet) |  |  |  | 0 | 0 | 0 | 0 | 0 | 0 | 0 | 0 | 0 | 0 | 0 | 0 | 0 | 0 | 0 | 0 | 0 | 0 | 0 | 0 | 0 | 0 | 0 | 0 | 0 | 0 | 0 | 0
Total Amortization Expense |  |  |  | 0 | 0 | 0 | 0 | 51.6296 | 51.6296 | 51.6296 | 51.6296 | 51.6296 | 51.6296 | 51.6296 | 51.6296 | 51.6296 | 51.6296 | 51.6296 | 51.6296 | 51.6296 | 51.6296 | 51.6296 | 0 | 0 | 0 | 0 | 0 | 0 | 0 | 0 | 0
Other Income:
Other Income (excluding interest income) |  |  |  | 0 | 0 | 0 | 0 | 0 | 0 | 0 | 0 | 0 | 0 | 0 | 0 | 0 | 0 | 0 | 0 | 0 | 0 | 0 | 0 | 0 | 0 | 0 | 0 | 0 | 0 | 0 | 0
ASSET SALES |  |  |  | 1996-12-31 | 1997-12-31 | 1998-12-31 | 1999-08-01 | 1999-12-31 | 2000-12-31 | 2001-12-31 | 2002-12-31 | 2003-12-31 | 2004-12-31 | 2005-12-31 | 2006-12-31 | 2007-12-31 | 2008-12-31 | 2009-12-31 | 2010-12-31 | 2011-12-31 | 2012-12-31 | 2013-12-31 | 2014-12-31 | 2015-12-31 | 2016-12-31 | 2017-12-31 | 2018-12-31 | 2019-12-31 | 2020-12-31 | 2021-12-31 | 2022-12-31
Gross Sale Price | [7 empty] | 0 | 0 | 0 | 0 | 0 | 0 | 0 | 0 | 0 | 0 | 0 | 0 | 0 | 0 | 0 | 0 | 0 | 0 | 0 | 0 | 0 | 0 | 0 | 0
Gross Book Value of Assets Sold | [7 empty] | 0 | 0 | 0 | 0 | 0 | 0 | 0 | 0 | 0 | 0 | 0 | 0 | 0 | 0 | 0 | 0 | 0 | 0 | 0 | 0 | 0 | 0 | 0 | 0
Accumulated Depreciation - Book | [7 empty] | 0 | 0 | 0 | 0 | 0 | 0 | 0 | 0 | 0 | 0 | 0 | 0 | 0 | 0 | 0 | 0 | 0 | 0 | 0 | 0 | 0 | 0 | 0 | 0
Net Book Value of Assets Sold | [7 empty] | 0 | 0 | 0 | 0 | 0 | 0 | 0 | 0 | 0 | 0 | 0 | 0 | 0 | 0 | 0 | 0 | 0 | 0 | 0 | 0 | 0 | 0 | 0 | 0
Pretax Gain/(Loss) - Book |  |  |  | 0 | 0 | 0 | 0 | 0 | 0 | 0 | 0 | 0 | 0 | 0 | 0 | 0 | 0 | 0 | 0 | 0 | 0 | 0 | 0 | 0 | 0 | 0 | 0 | 0 | 0 | 0 | 0
Change in Book Depreciation Expense Associated with Assets Sold | [7 empty] | 0 | 0 | 0 | 0 | 0 | 0 | 0 | 0 | 0 | 0 | 0 | 0 | 0 | 0 | 0 | 0 | 0 | 0 | 0 | 0 | 0 | 0 | 0 | 0
Net Tax Value - Regular Tax* | [7 empty] | 0 | 0 | 0 | 0 | 0 | 0 | 0 | 0 | 0 | 0 | 0 | 0 | 0 | 0 | 0 | 0 | 0 | 0 | 0 | 0 | 0 | 0 | 0 | 0
Pretax Gain/(Loss) - Tax | [7 empty] | 0 | 0 | 0 | 0 | 0 | 0 | 0 | 0 | 0 | 0 | 0 | 0 | 0 | 0 | 0 | 0 | 0 | 0 | 0 | 0 | 0 | 0 | 0 | 0
Change in Tax Depreciation Expense Associated with Assets Sold | [7 empty] | 0 | 0 | 0 | 0 | 0 | 0 | 0 | 0 | 0 | 0 | 0 | 0 | 0 | 0 | 0 | 0 | 0 | 0 | 0 | 0 | 0 | 0 | 0 | 0
*Default to Book Gain/(Loss)
TAX ASSUMPTIONS: |  |  |  | 1996-12-31 | 1997-12-31 | 1998-12-31 | 1999-08-01 | 1999-12-31 | 2000-12-31 | 2001-12-31 | 2002-12-31 | 2003-12-31 | 2004-12-31 | 2005-12-31 | 2006-12-31 | 2007-12-31 | 2008-12-31 | 2009-12-31 | 2010-12-31 | 2011-12-31 | 2012-12-31 | 2013-12-31 | 2014-12-31 | 2015-12-31 | 2016-12-31 | 2017-12-31 | 2018-12-31 | 2019-12-31 | 2020-12-31 | 2021-12-31 | 2022-12-31
|  |  |  | $ | $ | $ | $ | % | % | % | % | % | % | % | % | % | % | % | % | % | % | % | % | % | % | % | % | % | % | % | %
Historical Book Taxes |  |  |  | 1996-12-31: 0; 1997-12-31: 0; 1998-12-31: 0; 1999-08-01: 0
Federal Income Tax Rate | bar: 1999-12-31 to 2022-12-31
State Income Tax Rate | bar: 1999-12-31 to 2022-12-31
Gross Receipt Tax | bar: 1999-12-31 to 2022-12-31
INCOME TAX CALCULATION: | [6 empty] | 1999-08-01 | 1999-12-31 | 2000-12-31 | 2001-12-31 | 2002-12-31 | 2003-12-31 | 2004-12-31 | 2005-12-31 | 2006-12-31 | 2007-12-31 | 2008-12-31 | 2009-12-31 | 2010-12-31 | 2011-12-31 | 2012-12-31 | 2013-12-31 | 2014-12-31 | 2015-12-31 | 2016-12-31 | 2017-12-31 | 2018-12-31 | 2019-12-31 | 2020-12-31 | 2021-12-31 | 2022-12-31
REGULAR IRS TAXES:
Income before Taxes | [6 empty] | 0 | -1847.1451 | -2207.9022 | -254.1974 | -845.593 | -748.3445 | -965.8375 | -591.5657 | 75.2914 | 672.9207 | 1347.7439 | 2000.3763 | 1822.4787 | 2258.6041 | 3262.4349 | 3859.2016 | 6765.4745 | 10170.1834 | 10396.3429 | 10755.6084 | 10916.5186 | 11333.8524 | 11621.8701 | 11835.1449 | 10239.0985
Add Back: | Book Depreciation | [5 empty] | 0 | 2186.5154 | 5247.637 | 5247.637 | 5247.637 | 5317.0071 | 5414.1251 | 5414.1251 | 5414.1251 | 5414.1251 | 5414.1251 | 5414.1251 | 5414.1251 | 5442.185 | 5481.4689 | 5481.4689 | 3294.9535 | 570.486 | 1041.8016 | 1041.8016 | 1041.8016 | 944.3716 | 807.9697 | 807.9697 | 807.9697
| Book Loss/(Gain) on Asset Sales | [5 empty] | 0 | 0 | 0 | 0 | 0 | 0 | 0 | 0 | 0 | 0 | 0 | 0 | 0 | 0 | 0 | 0 | 0 | 0 | 0 | 0 | 0 | 0 | 0 | 0 | 0
Deduct: | Tax Depreciation (Regular) | [5 empty] | 0 | -3277.976 | -7541.5014 | -6766.8202 | -6090.1382 | -5585.1224 | -5176.6683 | -4821.625 | -4786.6856 | -5138.6861 | -5588.4586 | -5423.8144 | -5302.8361 | -5360.2411 | -5468.7721 | -5393.233 | -3357.6116 | -992.2707 | -1318.5311 | -1105.6148 | -936.0532 | -811.6122 | -697.3961 | -695.5137 | -695.5137
| Tax Loss/(Gain) on Asset Sales (Regular) | [5 empty] | 0 | 0 | 0 | 0 | 0 | 0 | 0 | 0 | 0 | 0 | 0 | 0 | 0 | 0 | 0 | 0 | 0 | 0 | 0 | 0 | 0 | 0 | 0 | 0 | 0
Taxable Income before NOL | [6 empty] | 0 | -2938.6056 | -4501.7665 | -1773.3805 | -1688.0941 | -1016.4598 | -728.3807 | 0.93444 | 702.7309 | 948.3597 | 1173.4104 | 1990.687 | 1933.7677 | 2340.548 | 3275.1317 | 3947.4375 | 6702.8164 | 9748.3987 | 10119.6135 | 10691.7952 | 11022.267 | 11466.6118 | 11732.4437 | 11947.6009 | 10351.5545
Beginning NOL Balance | [6 empty] | 0 | 0 | 2938.6056 | 7440.3721 | 9213.7527 | 10901.8468 | 11918.3066 | 12646.6873 | 12645.7528 | 11943.0219 | 10994.6623 | 9821.2519 | 7830.5648 | 5896.7972 | 3556.2492 | 281.1175 | 0 | 0 | 0 | 0 | 0 | 0 | 0 | 0 | 0
Less: NOL Expired | [6 empty] | 0 | 0 | 0 | 0 | 0 | 0 | 0 | 0 | 0 | 0 | 0 | 0 | 0 | 0 | 0 | 0 | 0 | 0 | 0 | 0 | 0 | 0 | 0 | 0 | 0
NOL Applicable | [6 empty] | 0 | 0 | 2938.6056 | 7440.3721 | 9213.7527 | 10901.8468 | 11918.3066 | 12646.6873 | 12645.7528 | 11943.0219 | 10994.6623 | 9821.2519 | 7830.5648 | 5896.7972 | 3556.2492 | 281.1175 | 0 | 0 | 0 | 0 | 0 | 0 | 0 | 0 | 0
NOL (Addition) | [6 empty] | 0 | -2938.6056 | -4501.7665 | -1773.3805 | -1688.0941 | -1016.4598 | -728.3807 | 0 | 0 | 0 | 0 | 0 | 0 | 0 | 0 | 0 | 0 | 0 | 0 | 0 | 0 | 0 | 0 | 0 | 0
NOL Used | [6 empty] | 0 | 0 | 0 | 0 | 0 | 0 | 0 | 0.93444 | 702.7309 | 948.3597 | 1173.4104 | 1990.687 | 1933.7677 | 2340.548 | 3275.1317 | 281.1175 | 0 | 0 | 0 | 0 | 0 | 0 | 0 | 0 | 0
Ending NOL Balance | [6 empty] | 0 | 2938.6056 | 7440.3721 | 9213.7527 | 10901.8468 | 11918.3066 | 12646.6873 | 12645.7528 | 11943.0219 | 10994.6623 | 9821.2519 | 7830.5648 | 5896.7972 | 3556.2492 | 281.1175 | 0 | 0 | 0 | 0 | 0 | 0 | 0 | 0 | 0 | 0
Taxable Income After NOL | [6 empty] | 0 | 0 | 0 | 0 | 0 | 0 | 0 | 0 | 0 | 0 | 0 | 0 | 0 | 0 | 0 | 3666.32 | 6702.8164 | 9748.3987 | 10119.6135 | 10691.7952 | 11022.267 | 11466.6118 | 11732.4437 | 11947.6009 | 10351.5545
State Taxes @ |  | 0% |  |  |  |  | 0 | 0 | 0 | 0 | 0 | 0 | 0 | 0 | 0 | 0 | 0 | 0 | 0 | 0 | 0 | 0 | 0 | 0 | 0 | 0 | 0 | 0 | 0 | 0 | 0
Federal Taxes @ |  | 0% |  |  |  |  | 0 | 0 | 0 | 0 | 0 | 0 | 0 | 0 | 0 | 0 | 0 | 0 | 0 | 0 | 0 | 0 | 0 | 0 | 0 | 0 | 0 | 0 | 0 | 0 | 0
Regular Taxes before AMT Tax Credit | [6 empty] | 0 | 0 | 0 | 0 | 0 | 0 | 0 | 0 | 0 | 0 | 0 | 0 | 0 | 0 | 0 | 0 | 0 | 0 | 0 | 0 | 0 | 0 | 0 | 0 | 0
BOOK TAXES:
Income before Taxes | [6 empty] | 0 | -1847.1451 | -2207.9022 | -254.1974 | -845.593 | -748.3445 | -965.8375 | -591.5657 | 75.2914 | 672.9207 | 1347.7439 | 2000.3763 | 1822.4787 | 2258.6041 | 3262.4349 | 3859.2016 | 6765.4745 | 10170.1834 | 10396.3429 | 10755.6084 | 10916.5186 | 11333.8524 | 11621.8701 | 11835.1449 | 10239.0985
Taxable Book Income before NOL | [6 empty] | 0 | -1847.1451 | -2207.9022 | -254.1974 | -845.593 | -748.3445 | -965.8375 | -591.5657 | 75.2914 | 672.9207 | 1347.7439 | 2000.3763 | 1822.4787 | 2258.6041 | 3262.4349 | 3859.2016 | 6765.4745 | 10170.1834 | 10396.3429 | 10755.6084 | 10916.5186 | 11333.8524 | 11621.8701 | 11835.1449 | 10239.0985
Beginning NOL Balance | [6 empty] | 0 | 0 | 1847.1451 | 4055.0472 | 4309.2446 | 5154.8376 | 5903.1821 | 6869.0195 | 7460.5852 | 7385.2938 | 6712.3732 | 5364.6292 | 3364.253 | 1541.7743 | 0 | 0 | 0 | 0 | 0 | 0 | 0 | 0 | 0 | 0 | 0
Less: NOL Expired | [6 empty] | 0 | 0 | 0 | 0 | 0 | 0 | 0 | 0 | 0 | 0 | 0 | 0 | 0 | 0 | 0 | 0 | 0 | 0 | 0 | 0 | 0 | 0 | 0 | 0 | 0
NOL Applicable | [6 empty] | 0 | 0 | 1847.1451 | 4055.0472 | 4309.2446 | 5154.8376 | 5903.1821 | 6869.0195 | 7460.5852 | 7385.2938 | 6712.3732 | 5364.6292 | 3364.253 | 1541.7743 | 0 | 0 | 0 | 0 | 0 | 0 | 0 | 0 | 0 | 0 | 0
NOL (Addition) | [6 empty] | 0 | -1847.1451 | -2207.9022 | -254.1974 | -845.593 | -748.3445 | -965.8375 | -591.5657 | 0 | 0 | 0 | 0 | 0 | 0 | 0 | 0 | 0 | 0 | 0 | 0 | 0 | 0 | 0 | 0 | 0
NOL Used | [6 empty] | 0 | 0 | 0 | 0 | 0 | 0 | 0 | 0 | 75.2914 | 672.9207 | 1347.7439 | 2000.3763 | 1822.4787 | 1541.7743 | 0 | 0 | 0 | 0 | 0 | 0 | 0 | 0 | 0 | 0 | 0
Ending NOL Balance | [6 empty] | 0 | 1847.1451 | 4055.0472 | 4309.2446 | 5154.8376 | 5903.1821 | 6869.0195 | 7460.5852 | 7385.2938 | 6712.3732 | 5364.6292 | 3364.253 | 1541.7743 | 0 | 0 | 0 | 0 | 0 | 0 | 0 | 0 | 0 | 0 | 0 | 0
Taxable Book Income After NOL | [6 empty] | 0 | 0 | 0 | 0 | 0 | 0 | 0 | 0 | 0 | 0 | 0 | 0 | 0 | 716.8298 | 3262.4349 | 3859.2016 | 6765.4745 | 10170.1834 | 10396.3429 | 10755.6084 | 10916.5186 | 11333.8524 | 11621.8701 | 11835.1449 | 10239.0985
State Taxes @ |  | 0% |  |  |  |  | 0 | 0 | 0 | 0 | 0 | 0 | 0 | 0 | 0 | 0 | 0 | 0 | 0 | 0 | 0 | 0 | 0 | 0 | 0 | 0 | 0 | 0 | 0 | 0 | 0
Federal Taxes @ |  | 0% |  |  |  |  | 0 | 0 | 0 | 0 | 0 | 0 | 0 | 0 | 0 | 0 | 0 | 0 | 0 | 0 | 0 | 0 | 0 | 0 | 0 | 0 | 0 | 0 | 0 | 0 | 0
Book Taxes | [6 empty] | 0 | 0 | 0 | 0 | 0 | 0 | 0 | 0 | 0 | 0 | 0 | 0 | 0 | 0 | 0 | 0 | 0 | 0 | 0 | 0 | 0 | 0 | 0 | 0 | 0
Cash Taxes Paid (greater of AMT Taxes or Regular Taxes) | [6 empty] | 0 | 0 | 0 | 0 | 0 | 0 | 0 | 0 | 0 | 0 | 0 | 0 | 0 | 0 | 0 | 0 | 0 | 0 | 0 | 0 | 0 | 0 | 0 | 0 | 0
Book Taxes | [6 empty] | 0 | 0 | 0 | 0 | 0 | 0 | 0 | 0 | 0 | 0 | 0 | 0 | 0 | 0 | 0 | 0 | 0 | 0 | 0 | 0 | 0 | 0 | 0 | 0 | 0
Deferred Income Taxes | [6 empty] | 0 | 0 | 0 | 0 | 0 | 0 | 0 | 0 | 0 | 0 | 0 | 0 | 0 | 0 | 0 | 0 | 0 | 0 | 0 | 0 | 0 | 0 | 0 | 0 | 0
DISCOUNTED CASHFLOW VALUATION ANALYSIS: | [6 empty] | 1999-08-01 | 1999-12-31 | 2000-12-31 | 2001-12-31 | 2002-12-31 | 2003-12-31 | 2004-12-31 | 2005-12-31 | 2006-12-31 | 2007-12-31 | 2008-12-31 | 2009-12-31 | 2010-12-31 | 2011-12-31 | 2012-12-31 | 2013-12-31 | 2014-12-31 | 2015-12-31 | 2016-12-31 | 2017-12-31 | 2018-12-31 | 2019-12-31 | 2020-12-31 | 2021-12-31 | 2022-12-31
OPERATING CASH FLOWS:
Initial Equity Investment | [6 empty] | -24000 | 0 | 0 | 0 | 0 | 0 | 0 | 0 | 0 | 0 | 0 | 0 | 0 | 0 | 0 | 0 | 0 | 0 | 0 | 0 | 0 | 0 | 0 | 0 | 0
Net Income | [5 empty] | -1847.1451 |  | -1847.1451 | -2207.9022 | -254.1974 | -845.593 | -748.3445 | -965.8375 | -591.5657 | 75.2914 | 672.9207 | 1347.7439 | 2000.3763 | 1822.4787 | 2258.6041 | 3262.4349 | 3859.2016 | 6765.4745 | 10170.1834 | 10396.3429 | 10755.6084 | 10916.5186 | 11333.8524 | 11621.8701 | 11835.1449 | 10239.0985
Plus: | Amortization & Depreciation |  |  |  |  | 2238.1451 |  | 2238.1451 | 5299.2667 | 5299.2667 | 5299.2667 | 5368.6367 | 5465.7547 | 5465.7547 | 5465.7547 | 5465.7547 | 5465.7547 | 5465.7547 | 5465.7547 | 5493.8147 | 5533.0986 | 5533.0986 | 3294.9535 | 570.486 | 1041.8016 | 1041.8016 | 1041.8016 | 944.3716 | 807.9697 | 807.9697 | 807.9697
| Deferred Income Taxes |  |  |  |  | 0 |  | 0 | 0 | 0 | 0 | 0 | 0 | 0 | 0 | 0 | 0 | 0 | 0 | 0 | 0 | 0 | 0 | 0 | 0 | 0 | 0 | 0 | 0 | 0 | 0
Less: | Increase/(Decrease) in Adjusted W/C (ex. OpCash) |  |  |  |  | 0 |  | -799 | 353.8509 | 107.1455 | -99.4391 | -18.7841 | -29.4714 | -8.9865 | 20.2616 | 16.1546 | 18.2065 | 8.6455 | 15.7899 | 10.2288 | 15.6386 | 11.9524 | 14.2924 | 16.6269 | 16.7579 | 13.0875 | 12.7675 | 19.5118 | 16.3998 | 14.9498 | -98.5061
| Operating Cash Flows |  |  |  |  | 391 |  | 1190 | 2737.5137 | 4937.9238 | 4553.1127 | 4639.0763 | 4529.3887 | 4883.1756 | 5520.7845 | 6122.5208 | 6795.2922 | 7457.4855 | 7272.4435 | 7742.1899 | 8779.8949 | 9380.3478 | 10046.1356 | 10724.0424 | 11421.3867 | 11784.3226 | 11945.5527 | 12258.7122 | 12413.44 | 12628.1648 | 11145.5743
| Capital Expenditures |  |  |  |  | 0 |  | 0 | 0 | 0 | 0 | -1331.9046 | 0 | 0 | 0 | -4611.7398 | 0 | 0 | 0 | -1870.6553 | 0 | 0 | 0 | -6463.7575 | 0 | 0 | 0 | 0 | 0 | 0 | 0
| Debt Principal Repayment |  |  |  |  | -391 |  | -391 | -1602 | -2148.0001 | -2500.9999 | -2102 | -3173 | -3259 | -2143 | -2835 | -4243 | -4341 | -3399.9999 | -3140 | -4239 | -4286.0001 | -3759 | -4521 | -4417.0001 | 1.6371e-11 | 0 | 1.6371e-11 | 0 | 1.6371e-11 | 0
| Disbursements from Debt |  |  |  |  | 0 |  | 0 | 0 | 0 | 0 | 0 | 0 | 0 | 0 | 0 | 0 | 0 | 0 | 0 | 0 | 0 | 0 | 0 | 0 | 0 | 0 | 0 | 0 | 0 | 0
| Transaction Fees |  |  |  |  | 0 |  | 0 | 0 | 0 | 0 | 0 | 0 | 0 | 0 | 0 | 0 | 0 | 0 | 0 | 0 | 0 | 0 | 0 | 0 | 0 | 0 | 0 | 0 | 0 | 0
| Proceeds from Asset Sales |  |  |  |  | 0 |  | 0 | 0 | 0 | 0 | 0 | 0 | 0 | 0 | 0 | 0 | 0 | 0 | 0 | 0 | 0 | 0 | 0 | 0 | 0 | 0 | 0 | 0 | 0 | 0
| (Decrease)/Increase in Other Assets/Liabilities |  |  |  |  | 0 |  | 0 | 0 | 0 | -332.9762 | 332.9762 | 0 | -576.4675 | -2305.8699 | 2882.3374 | 0 | 0 | -467.6638 | 467.6638 | 0 | -807.9697 | -3231.8788 | 4039.8485 | 0 | 0 | 0 | 0 | 0 | 0 | 0
Net Cash Flow Available to All Equity Holders | [5 empty] | 1.1369e-13 | -24000 | 799 | 1135.5137 | 2789.9237 | 1719.1367 | 1538.1478 | 1356.3887 | 1047.7081 | 1071.9146 | 1558.1184 | 2552.2922 | 3116.4855 | 3404.7798 | 3199.1984 | 4540.8949 | 4286.378 | 3055.2569 | 3779.1334 | 7004.3866 | 11784.3226 | 11945.5527 | 12258.7122 | 12413.44 | 12628.1648 | 11145.5743
Check | 0 |  |  |  |  | 0 |  | 0 | 0 | 0 | 0 | 0 | 0 | 0 | 0 | 0 | 0 | 0 | 0 | 0 | 0 | 0 | 0 | 0 | 0 | 1.819e-12 | 1.2733e-11 | 3.638e-12 | 9.0949e-12 | 1.2733e-11 | 7.276e-12
Check | -18684.6294 |  |  |  |  | -1.1369e-13 |  | -799 | -1135.5137 | -2789.9237 | -1719.1367 | -1538.1478 | -1356.3887 | -1047.7081 | -1071.9146 | -1558.1184 | -2552.2922 | -3116.4855 | -3404.7798 | -3199.1984 | -4540.8949 | -4286.378 | -3055.2569 | -3779.1334 | -7004.3866 | -11784.3226 | -11945.5527 | -12258.7122 | -12413.44 | -12628.1648 | -11145.5743
Valuation |  |  |  | Annuity |  |  |  | 1999-12-31 | 2000-12-31 | 2001-12-31 | 2002-12-31 | 2003-12-31 | 2004-12-31 | 2005-12-31 | 2006-12-31 | 2007-12-31 | 2008-12-31 | 2009-12-31 | 2010-12-31 | 2011-12-31 | 2012-12-31 | 2013-12-31 | 2014-12-31 | 2015-12-31 | 2016-12-31 | 2017-12-31 | 2018-12-31 | 2019-12-31 | 2020-12-31 | 2021-12-31 | 2022-12-31
(Federal Taxes @ 0.00%) |  |  |  | W/Terminal Value |  | Debt Service Coverage
[6 empty] | EBIT + DD&A |  | 391 | 3091.3645 | 5045.0693 | 4453.6736 | 4620.2922 | 4499.9173 | 4874.1891 | 5541.0461 | 6138.6754 | 6813.4987 | 7466.131 | 7288.2334 | 7752.4187 | 8795.5335 | 9392.3002 | 10060.428 | 10740.6694 | 11438.1445 | 11797.41 | 11958.3202 | 12278.224 | 12429.8398 | 12643.1146 | 11047.0682
[6 empty] | Interest Expense |  | 1454.5329 | 4286.37 | 4141.0575 | 4024.7944 | 3843.5513 | 3635.8481 | 3489.9719 | 3270.5156 | 3068.2844 | 2823.5213 | 2469.4313 | 2150.115 | 1880.34 | 1599.8344 | 1242.85 | 905.9656 | 559.2406 | 184.9619 | 1.8122e-12 | 2.0566e-12 | 7.9967e-12 | 4.7987e-12 | 1.7819e-11 | 7.5408e-12
Discount Rate |  |  |  | 9% |  | Debt Repayment |  | 391 | 1602 | 2148.0001 | 2500.9999 | 2102 | 3173 | 3259 | 2143 | 2835 | 4243 | 4341 | 3399.9999 | 3140 | 4239 | 4286.0001 | 3759 | 4521 | 4417.0001 | 0 | 0 | 0 | 0 | 0 | 0
[6 empty] | (Pre-Tax) Debt Cvg. Ratio |  | 1 | 1.2529 | 1.4607 | 1.2992 | 1.4236 | 1.1949 | 1.2393 | 1.6277 | 1.5596 | 1.3638 | 1.4589 | 1.7006 | 1.9187 | 1.7804 | 1.9236 | 2.3508 | 2.2243 | 2.5257
Terminal Value in Year 2019: | [5 empty] | Running IRR |  | -99.97% | -87.65% | -55.09% | -41.15% | -31.23% | -24.38% | -20.02% | -16.29% | -12.14% | -7.557% | -3.916% | -1.185% | 0.697% | 2.672% | 4.06% | 4.849% | 5.652% | 6.807% | 8.201% | 9.211% | 9.99% | 10.6% | 11.09% | 11.44%
Total Sale Price |  |  |  | 0
Book Value for Tax Purposes |  |  |  | 2748.3407 |  | Average Loan Life
Net After Tax Proceeds |  |  |  | 0 |  | Beginning Balance |  |  | 56109 | 54507 | 52359 | 49858.0001 | 47756.0001 | 44583.0001 | 41324.0001 | 39181 | 36346 | 32103 | 27762.0001 | 24362.0001 | 21222.0001 | 16983.0001 | 12697.0001
Working Capital Balance |  |  |  | 726.2371 |  | Additions |  |  | 0 | 0 | 0 | 0 | 0 | 0 | 0 | 0 | 0 | 0 | 0 | 0 | 0 | 0 | 0
Debt Service/O&M Reserve |  |  |  | 0 |  | Repayments |  |  | -1602 | -2148.0001 | -2500.9999 | -2102 | -3173 | -3259 | -2143 | -2835 | -4243 | -4341 | -3399.9999 | -3140 | -4239 | -4286.0001 | -3759
Current and Long-Term Portions of Debt |  |  |  | -9.2768e-11 |  | Ending Balance |  |  | 54507 | 52359 | 49858.0001 | 47756.0001 | 44583.0001 | 41324.0001 | 39181 | 36346 | 32103 | 27762.0001 | 24362.0001 | 21222.0001 | 16983.0001 | 12697.0001 | 8938.0001
[6 empty] | Life |  |  | 1.4182 | 2.4175 | 3.4168 | 4.4162 | 5.4182 | 6.4175 | 7.4168 | 8.4162 | 9.4182 | 10.4175 | 11.4168 | 12.4162 | 13.4182 | 14.4175 | 15.4168
Total |  |  |  | 726.2371 |  | Weighted Average Life |  | 2000-12-31: 9.3864
VALUATION as of 8/1/99
Discounted Operating Cash Flows |  |  |  | 7881.8645
Discounted Terminal Value |  |  |  | 124.8677
Investments (Excess Cash) |  |  |  | 0
Firm Value Today |  |  |  | 8006.7321
IRR |  |  |  | 11.44%
NPV @ | 9% |  |  | 7881.8645
Data from Operating Section
| Revenues (excluding deferred PP revenue) |  |  | 0 | 0 | 0 | 0 | 1845.5329 | 20653.5563 | 24564.3684 | 20934.8419 | 20249.2223 | 19173.5157 | 18845.5077 | 19585.0552 | 20174.6976 | 20839.2345 | 21154.797 | 21731.1286 | 22104.4799 | 22675.2878 | 23111.5507 | 23633.2217 | 24240.1053 | 24851.7678 | 25329.4602 | 25795.4747 | 26507.6558 | 27106.2476 | 27651.917 | 24056.4441
| Cost of Sales |  |  | 0 | 0 | 0 | 0 | 0 | 12635.8697 | 14755.301 | 11851.1502 | 11188.2985 | 10446.1463 | 9910.368 | 10288.2532 | 10464.4488 | 10638.9811 | 10671.7898 | 11772.7302 | 11956.3237 | 11768.5178 | 12000.6406 | 12298.4957 | 12568.6586 | 12750.4217 | 13047.6402 | 13346.1471 | 13730.9063 | 14169.1649 | 14491.9666 | 12482.0904
| Cash Expenses |  |  | 0 | 0 | 0 | 0 | 0 | 639.9521 | 622.9406 | 613.5482 | 605.4048 | 591.6039 | 585.3905 | 571.7104 | 575.3474 | 563.2334 | 547.4449 | 531.7415 | 527.089 | 511.4021 | 495.9592 | 489.5278 | 472.533 | 478.2397 | 484.4099 | 491.0075 | 498.5255 | 507.243 | 516.8358 | 527.2854
| Capital Expenditures - Total |  |  | 0 | 0 | 0 | 78714.5555 | 0 | 0 | 0 | 0 | 1331.9046 | 0 | 0 | 0 | 4611.7398 | 0 | 0 | 0 | 1870.6553 | 0 | 0 | 0 | 6463.7575 | 0 | 0 | 0 | 0 | 0 | 0 | 0
| Capital Expenditures - Land |  |  | 0 | 0 | 0 | 0 | 0 | 0 | 0 | 0 | 0 | 0 | 0 | 0 | 0 | 0 | 0 | 0 | 0 | 0 | 0 | 0 | 0 | 0 | 0 | 0 | 0 | 0 | 0 | 0
| Capitalized Costs |  |  | 0 | 0 | 0 | 0 | 0 | 0 | 0 | 0 | 0 | 0 | 0 | 0 | 0 | 0 | 0 | 0 | 0 | 0 | 0 | 0 | 0 | 0 | 0 | 0 | 0 | 0 | 0 | 0
| Depreciation Expense - Book |  |  | 0 | 0 | 0 | 0 | 2186.5154 | 5247.637 | 5247.637 | 5247.637 | 5317.0071 | 5414.1251 | 5414.1251 | 5414.1251 | 5414.1251 | 5414.1251 | 5414.1251 | 5414.1251 | 5442.185 | 5481.4689 | 5481.4689 | 3294.9535 | 570.486 | 1041.8016 | 1041.8016 | 1041.8016 | 944.3716 | 807.9697 | 807.9697 | 807.9697
| Depreciation Expense - Tax |  |  | 0 | 0 | 0 | 0 | 3277.976 | 7541.5014 | 6766.8202 | 6090.1382 | 5585.1224 | 5176.6683 | 4821.625 | 4786.6856 | 5138.6861 | 5588.4586 | 5423.8144 | 5302.8361 | 5360.2411 | 5468.7721 | 5393.233 | 3357.6116 | 992.2707 | 1318.5311 | 1105.6148 | 936.0532 | 811.6122 | 697.3961 | 695.5137 | 695.5137
| Amortization of Intangibles - Book |  |  | 0 | 0 | 0 | 0 | 0 | 0 | 0 | 0 | 0 | 0 | 0 | 0 | 0 | 0 | 0 | 0 | 0 | 0 | 0 | 0 | 0 | 0 | 0 | 0 | 0 | 0 | 0 | 0
Data to Operating Section
|  |  |  | Fraction of current year |  |  | 33.33%
|  |  |  | Unit |  |  | 1000
FASB CASH FLOW ANALYSIS |  |  |  | 1996-12-31 | 1997-12-31 | 1998-12-31 | 1999-08-01 | 1999-12-31 | 2000-12-31 | 2001-12-31 | 2002-12-31 | 2003-12-31 | 2004-12-31 | 2005-12-31 | 2006-12-31 | 2007-12-31 | 2008-12-31 | 2009-12-31 | 2010-12-31 | 2011-12-31 | 2012-12-31 | 2013-12-31 | 2014-12-31 | 2015-12-31 | 2016-12-31 | 2017-12-31 | 2018-12-31 | 2019-12-31 | 2020-12-31 | 2021-12-31 | 2022-12-31
Cash Flow From Operating Activities:
| Net Income | [6 empty] | -1847.1451 | -2207.9022 | -254.1974 | -845.593 | -748.3445 | -965.8375 | -591.5657 | 75.2914 | 672.9207 | 1347.7439 | 2000.3763 | 1822.4787 | 2258.6041 | 3262.4349 | 3859.2016 | 6765.4745 | 10170.1834 | 10396.3429 | 10755.6084 | 10916.5186 | 11333.8524 | 11621.8701 | 11835.1449 | 10239.0985
Add Back: | Depreciation & Amortization | [6 empty] | 2238.1451 | 5299.2667 | 5299.2667 | 5299.2667 | 5368.6367 | 5465.7547 | 5465.7547 | 5465.7547 | 5465.7547 | 5465.7547 | 5465.7547 | 5465.7547 | 5493.8147 | 5533.0986 | 5533.0986 | 3294.9535 | 570.486 | 1041.8016 | 1041.8016 | 1041.8016 | 944.3716 | 807.9697 | 807.9697 | 807.9697
| Deferred Income Taxes | [6 empty] | 0 | 0 | 0 | 0 | 0 | 0 | 0 | 0 | 0 | 0 | 0 | 0 | 0 | 0 | 0 | 0 | 0 | 0 | 0 | 0 | 0 | 0 | 0 | 0
| Non-Cash Interest and Dividends | [6 empty] | 0 | 0 | 0 | 0 | 0 | 0 | 0 | 0 | 0 | 0 | 0 | 0 | 0 | 0 | 0 | 0 | 0 | 0 | 0 | 0 | 0 | 0 | 0 | 0
| Losses/(Gains) | [6 empty] | 0 | 0 | 0 | 0 | 0 | 0 | 0 | 0 | 0 | 0 | 0 | 0 | 0 | 0 | 0 | 0 | 0 | 0 | 0 | 0 | 0 | 0 | 0 | 0
Add/ | Accounts Receivable | [6 empty] | -579.6247 | -814.5526 | -321.4366 | 298.3172 | 56.3523 | 88.4142 | 26.9596 | -60.7847 | -48.4638 | -54.6195 | -25.9366 | -47.3697 | -30.6864 | -46.9157 | -35.8572 | -42.8771 | -49.8808 | -50.2736 | -39.2624 | -38.3026 | -58.5354 | -49.1993 | -44.8495 | 295.5183
(Subtract) | Inventories | [6 empty] | -163 | 163 | 0 | 0 | 0 | 0 | 0 | 0 | 0 | 0 | 0 | 0 | 0 | 0 | 0 | 0 | 0 | 0 | 0 | 0 | 0 | 0 | 0 | 0
Change in: | Other Current Assets | [6 empty] | 0 | 0 | 0 | 0 | 0 | 0 | 0 | 0 | 0 | 0 | 0 | 0 | 0 | 0 | 0 | 0 | 0 | 0 | 0 | 0 | 0 | 0 | 0 | 0
| Accounts Payable | [6 empty] | 1541.6247 | 297.7017 | 214.2911 | -198.8782 | -37.5682 | -58.9428 | -17.973 | 40.5231 | 32.3092 | 36.413 | 17.2911 | 31.5798 | 20.4576 | 31.2771 | 23.9048 | 28.5847 | 33.2539 | 33.5158 | 26.1749 | 25.535 | 39.0236 | 32.7996 | 29.8997 | -197.0122
| Accrued Expenses | [6 empty] | 0 | 0 | 0 | 0 | 0 | 0 | 0 | 0 | 0 | 0 | 0 | 0 | 0 | 0 | 0 | 0 | 0 | 0 | 0 | 0 | 0 | 0 | 0 | 0
| Other Payables | [6 empty] | 0 | 0 | 0 | 0 | 0 | 0 | 0 | 0 | 0 | 0 | 0 | 0 | 0 | 0 | 0 | 0 | 0 | 0 | 0 | 0 | 0 | 0 | 0 | 0
Cash Flow From Operating Activities: | [7 empty] | 1190 | 2737.5137 | 4937.9238 | 4553.1127 | 4639.0763 | 4529.3887 | 4883.1756 | 5520.7845 | 6122.5208 | 6795.2922 | 7457.4855 | 7272.4435 | 7742.1899 | 8779.8949 | 9380.3478 | 10046.1356 | 10724.0424 | 11421.3867 | 11784.3226 | 11945.5527 | 12258.7122 | 12413.44 | 12628.1648 | 11145.5743
Cash Flow From Investing Activities:
| Net Proceeds from Sale of Assets | [6 empty] | 0 | 0 | 0 | 0 | 0 | 0 | 0 | 0 | 0 | 0 | 0 | 0 | 0 | 0 | 0 | 0 | 0 | 0 | 0 | 0 | 0 | 0 | 0 | 0
| Asset Purchase | [6 empty] | 0 | 0 | 0 | 0 | -1331.9046 | 0 | 0 | 0 | -4611.7398 | 0 | 0 | 0 | -1870.6553 | 0 | 0 | 0 | -6463.7575 | 0 | 0 | 0 | 0 | 0 | 0 | 0
| Increase/(Decrease) in Reserve Accounts | [6 empty] | 0 | 0 | 0 | -332.9762 | 332.9762 | 0 | -576.4675 | -2305.8699 | 2882.3374 | 0 | 0 | -467.6638 | 467.6638 | 0 | -807.9697 | -3231.8788 | 4039.8485 | 0 | 0 | 0 | 0 | 0 | 0 | 0
| Fees | [6 empty] | 0 | 0 | 0 | 0 | 0 | 0 | 0 | 0 | 0 | 0 | 0 | 0 | 0 | 0 | 0 | 0 | 0 | 0 | 0 | 0 | 0 | 0 | 0 | 0
Cash Flow From Investing Activities: | [7 empty] | 0 | 0 | 0 | -332.9762 | -998.9285 | 0 | -576.4675 | -2305.8699 | -1729.4024 | 0 | 0 | -467.6638 | -1402.9915 | 0 | -807.9697 | -3231.8788 | -2423.9091 | 0 | 0 | 0 | 0 | 0 | 0 | 0
Cash Flow From Financing Activities:
| Dividends Paid | [6 empty] | -799 | -1135.5137 | -2789.9237 | -1719.1367 | -1538.1478 | -1356.3887 | -1047.7081 | -1071.9146 | -1558.1184 | -2552.2922 | -3116.4855 | -3404.7798 | -3199.1984 | -4540.8949 | -4286.378 | -3055.2569 | -3779.1334 | -7004.3866 | -11784.3226 | -11945.5527 | -12258.7122 | -12413.44 | -12628.1648 | -11145.5743
| Scheduled Debt and Preferred Stock Reductions | [6 empty] | -391 | -1602 | -2148.0001 | -2500.9999 | -2102 | -3173 | -3259 | -2143 | -2835 | -4243 | -4341 | -3399.9999 | -3140 | -4239 | -4286.0001 | -3759 | -4521 | -4417.0001 | 0 | 0 | 0 | 0 | 0 | 0
| Proceeds of Debt & Stock Issues | [6 empty] | 0 | 0 | 0 | 0 | 0 | 0 | 0 | 0 | 0 | 0 | 0 | 0 | 0 | 0 | 0 | 0 | 0 | 0 | 0 | 0 | 0 | 0 | 0 | 0
Cash Flow From Financing Activities: | [7 empty] | -1190 | -2737.5137 | -4937.9238 | -4220.1366 | -3640.1479 | -4529.3887 | -4306.7081 | -3214.9146 | -4393.1184 | -6795.2922 | -7457.4855 | -6804.7797 | -6339.1984 | -8779.8949 | -8572.3781 | -6814.2569 | -8300.1334 | -11421.3867 | -11784.3226 | -11945.5527 | -12258.7122 | -12413.44 | -12628.1648 | -11145.5743
Net Increase/(Decrease) in Cash and Cash Equivalents | [7 empty] | 0 | 0 | 0 | 0 | 0 | 0 | 0 | 0 | 0 | 0 | 0 | 0 | 0 | 0 | 0 | 0 | 0 | -1.6371e-11 | 0 | 0 | 0 | 0 | 0 | 0
[7 empty] | Unlevered Free Cash Flows |  | 7023.8837 | 9078.9813 | 8577.9071 | 7150.723 | 8165.2368 | 8373.1475 | 8791.3002 | 4579.0654 | 9618.8134 | 9926.9167 | 9422.5585 | 7751.8746 | 10379.7293 | 10623.1978 | 10952.1013 | 4819.5255 | 11606.3486 | 11784.3226 | 11945.5527 | 12258.7122 | 12413.44 | 12628.1648 | 11145.5743 | 11145.5743 | 4643.9893
[7 empty] | 1999-08-01 | 1999-12-31 | 2000-12-31 | 2001-12-31 | 2002-12-31 | 2003-12-31 | 2004-12-31 | 2005-12-31 | 2006-12-31 | 2007-12-31 | 2008-12-31 | 2009-12-31 | 2010-12-31 | 2011-12-31 | 2012-12-31 | 2013-12-31 | 2014-12-31 | 2015-12-31 | 2016-12-31 | 2017-12-31 | 2018-12-31 | 2019-12-31 | 2020-12-31 | 2021-12-31 | 2022-12-31 | 2023-12-31 | 2024-05-31
[8 empty] | 0 | 0 | 0 | 0 | 0 | 0 | 0 | 0 | 0 | 0 | 0 | 0 | 0 | 0 | 0 | 0 | 0 | 0 | 0 | 0 | 0 | 0 | 0 | 0 | 0 | 0
[8 empty] | 0 | 0 | 0 | 0 | 0 | 0 | 0 | 0 | 0 | 0 | 0 | 0 | 0 | 0 | 0 | 0 | 0 | 0 | 0 | 0 | 0 | 0 | 0 | 0 | 0 | 0
[8 empty] | 0 | 0 | 0 | 0 | 0 | 0 | 0 | 0 | 0 | 0 | 0 | 0 | 0 | 0 | 0 | 0 | 0 | 0 | 0 | 0 | 0 | 0 | 0 | 0 | 0 | 0
| 0% | [6 empty] | 0 | 0 | 0 | 0 | 0 | 0 | 0 | 0 | 0 | 0 | 0 | 0 | 0 | 0 | 0 | 0 | 0 | 0 | 0 | 0 | 0 | 0 | 0 | 0 | 0 | 0
[9 empty] | 0 | 0 | 0 | 0 | 0 | 0 | 0 | 0 | 0 | 0 | 0 | 0 | 0 | 0 | 0 | 0 | 0 | 0 | 0 | 0 | 0 | 0 | 0 | 0 | 0
|  | Cash Flows |  |  |  |  | -24000 |  | 1135.5137 | 2789.9237 | 1719.1367 | 1538.1478 | 1356.3887 | 1047.7081 | 1071.9146 | 1558.1184 | 2552.2922 | 3116.4855 | 3404.7798 | 3199.1984 | 4540.8949 | 4286.378 | 3055.2569 | 3779.1334 | 7004.3866 | 11784.3226 | 11945.5527 | 12258.7122 | 12413.44 | 12628.1648 | 11145.5743 | 11145.5743 | 4643.9893
[6 empty] | Cash Flows | -24000 | 0 | 0 | 0 | 0 | 0 | 0 | 0 | 0 | 0 | 0 | 0 | 0 | 0 | 0 | 0 | 0 | 0 | 0 | 0 | 0 | 0 | 0 | 0 | 0 | 0 | 0
Discount rate | bar: 1999-08-01
[5 empty] | Discount Factor |  | 0 | 0 | 0.97163 | 0.89145 | 0.81789 | 0.75041 | 0.68832 | 0.63153 | 0.57942 | 0.53161 | 0.48763 | 0.44739 | 0.41047 | 0.3766 | 0.34545 | 0.31694 | 0.29079 | 0.2668 | 0.24472 | 0.22453 | 0.206 | 0.189 | 0.17337 | 0.15906 | 0.14594 | 0.1339 | 0.12918
[5 empty] | Cash Flows |  | -24000 | 0 | 1103.294 | 2487.0833 | 1406.0719 | 1154.2352 | 933.6349 | 661.6561 | 621.0854 | 828.3058 | 1244.5642 | 1394.2836 | 1397.5719 | 1204.8291 | 1568.6367 | 1358.534 | 888.4375 | 1008.2552 | 1714.135 | 2645.9319 | 2460.8175 | 2316.9525 | 2152.0932 | 2008.6686 | 1626.5582 | 1492.3433 | 599.9048
[5 empty] | PV | 36277.8835
[5 empty] | ValDate | 2000-08-31
[5 empty] | Capital Price | 9%
[8 empty] | Underwriting COF | 9%
Formulas:
Depreciation = [Residual/]+1
Life (yrs) = [Depreciation]+365
[used in IDC Calc {see TAX ITEMS}]
*Not to exceed total cash balances.
Default value equal to $0.
Optimize
Inputs
Go To
Set
Print
Clear #REF
Print Rev/Exp

## CALC
Be Careful with Copying Rows, Formulas in the Grey Cells Are "Special".
[12 empty] | 55.84 | 55.84 | 41.38 | 12.6865 | 53.5077 | 39.9006
[7 empty] | First Month of Price Curve: |  | 2000-01-01
[12 empty] | 2 | 3 | 4 | 5 | 6 | 7 | 8 | 9 | 10 | 11 | 12 | 13 | [118 empty] | Peak Premium ($) |  |  | 0 | [12 empty] | Capacity Payments on Peak Only
[5 empty] | Starting Date |  | 1999-12-15 |  |  |  | Q1 Curve Adder | 0 | 0 | 0 | 0 | 0 | 0 | 0 | 0 | 0 | 0 | 0 | 0 | [118 empty] | Off-Peak Premium ($) |  |  | 0 | [12 empty] | NPC has first right of refusal on the Off-Peak
[11 empty] | Q2 Curve Adder | 0 | 0 | 0 | 0 | 0 | 0 | 0 | 0 | 0 | 0 | 0 | 0 | [118 empty] | Total Blended Premium ($) |  |  | 0 |  | Up-Fr. Cost ($/MWh) |  |  | #DIV/0! | Nominal MWh |  | 0 |  |  |  |  | Summer Months |  |  | Winter Months
[11 empty] | Q3 Curve Adder | 0 | 0 | 0 | 0 | 0 | 0 | 0 | 0 | 0 | 0 | 0 | 0 | [87 empty] | =(IF($B17<Summary!$E$27,SpreadOptionPowerMargin,SpreadOptionPowerMargin_2)+(SpreadOptionGasMargin*$CQ18/1000)+Summary!$O$94*(VLOOKUP(A18,GasTable,17)+Summary!$O$89)) | [30 empty] | Intrinsic Value ($) |  |  | 0 |  | Annuitized Cost ($/MWh) |  |  | #DIV/0! | PV MWh |  | 0 |  |  |  |  | May - Sept |  |  | Oct - Apr | [65 empty] | 0
[11 empty] | Q4 Curve Adder | 0 | 0 | 0 | 0 | 0 | 0 | 0 | 0 | 0 | 0 | 0 | 0 | [118 empty] | Time Value ($) |  |  | 0 |  | Annuitized Cost ($/kW-mo) |  |  | #DIV/0! | Demand Charge Div. |  | 0 |  |  |  |  | 12 Peak Hours |  |  | 13 Peak Hours | [27 empty] | 0
[11 empty] | Transmission Losses | [146 empty] | HE 1100 to 2200 |  |  | HE 0600 to 1000 and 1700 to 2400 | [32 empty] | FW19/(CQ19/1000) | bar: 2 to 13
|  | Calendar | [5 empty] | Discounting |  |  |  | 2: #REF! | Volatilities | [23 empty] | Peak- | Availability | [5 empty] | "Minimum Operation" Take | [7 empty] | "Supplemental Operation" Take | [7 empty] | Minimum |  | Supplemental | [29 empty] | Spread Option Section
[12 empty] | 2: Weekday; 5: Saturday; 8: Sunday; 11: Off-Peak | Monthly |  |  | Monthly |  |  | Monthly |  |  | Monthly |  |  | 15-Day |  |  | 15-Day |  |  | 15-Day |  |  | 15-Day |  |  | Off-Peak | Number Of Various Days |  |  |  |  | Total | MWHs |  |  |  | Effective |  |  |  | MWHs |  |  |  | Effective |  |  |  | Operation |  | Operation |  | Yrs | "Minimum Operation" Market Price Curve | [5 empty] | "Supplemental Operation" Market Price Curve (Mid) | [5 empty] | #REF! | [5 empty] | Volatilities | [8 empty] | Gas Price ($/MWh) | [5 empty] | Gas | Power- | Variable O$M ($/MWh) |  |  |  |  | Power Vols | [5 empty] | Undiscounted Value | [29 empty] | Demand |  |  |  | Contracted Power | [14 empty] | Power Produced from Plant to Fulfill Contract | [10 empty] | Total Fuel & Variable Cost | [9 empty] | Variable Cost | [5 empty] | Excess Power Sold to Nevada |  |  |  | Excess Power Produced from Plant Sold to Market | [14 empty] | Power Bought from Market to Fulfill Contract
|  | Delivery |  |  | Possible | Deal | Deal | Interest | Discount | Cost | Discount | 2: Peak; 5: Peak; 8: Peak | Peak |  |  | Peak Sat |  |  | Peak Sun |  |  | Off-Peak |  |  | Peak |  |  | Peak Sat |  |  | Peak Sun |  |  | Off-Peak |  |  | Power | Between Deal Start And End |  |  |  |  | Outages | Taken |  |  |  | Scalars |  |  |  | Taken |  |  |  | Scalars |  |  |  | MWHs |  | MWHs |  | to | Peak | Peak | Peak | Off-Peak | Peak | Total | Peak | Peak | Peak | Off-Peak | Peak | Total | Peak | Peak | Peak | Off-Peak | Peak | Total | Before Vol Smile Adjustment | [7 empty] | Heat | Peak | Peak | Peak | Off-Peak | Min | Sup | Vol | Gas | Peak | Peak | Peak | Off-Peak | Blended | Peak | Peak | Peak | Off-Peak | Min | Sup | Peak | Peak | Peak | Off-Peak | Min | Sup | Sup | Sup | Sup | Sup | Peak | Peak | Peak | Off-Peak |  |  |  |  | Off-Peak |  | Peak | Peak | Peak | Off-Peak |  | Peak | Peak | Peak | Off-Peak | Total | Charge | Time Value | % of |  | Contracted Net | MWHs Contracted | [6 empty] | Energy | Energy | Energy | Peak Capacity | Peak Capacity | Capacity | Total | "Minimum Operation" MWHs Sold | [6 empty] | "Supplemental Operation" MWHs Sold |  |  |  | Gas Used | Base Gas | Managing Swing | [7 empty] | Variable Cost |  |  | Market Wheeling Cost / Market O&M |  |  | "Minimum Operation" MWHs Sold |  |  |  | "Minimum Operation" MWHs Sold |  |  |  | "Supplemental Operation" MWHs Sold |  |  |  | Volumes |  |  | Market Sales |  |  |  | MWHs Bought from Market |  |  |  | Market Purchases |  |  |  | Revenues | [7 empty] | Expenses | [11 empty] | Net Revenue
|  | Month |  |  | Holiday | Starts | Ends | Rate | Factor | of Funds | Factor | 2: Price; 5: Price; 8: Price; 11: Price | Vol |  |  | Vol |  |  | Vol |  |  | Vol |  |  | Vol |  |  | Vol |  |  | Vol |  |  | Vol |  |  | Corr | Week | Sat | Sun | Hol | Total |  | Peak,Week | Peak,Sat | Peak,Sun | Off-Peak | Peak,Week | Peak,Sat | Peak,Sun | Off-Peak | Peak,Week | Peak,Sat | Peak,Sun | Off-Peak | Peak,Week | Peak,Sat | Peak,Sun | Off-Peak | Taken |  | Taken |  | Exp. | Week | Sat | Sun |  | Total | Blended | Week | Sat | Sun |  | Total | Blended | Week | Sat | Sun |  | Total | Blended | Peak | Peak | Peak | Min Peak | Sup Peak | Off-Peak | Min | Sup | Rate |  | Sat | Sun |  | Blended | All Hours |  | Corr |  | Sat | Sun |  |  |  | Sat | Sun |  | Blended | Blended |  | Sat | Sun |  | Blended | Peak | Peak | Peak-Sun | Off-Peak | Blended |  | Sat | Sun |  |  |  | Sat | Sun |  |  |  | Sat | Sun |  |  |  | Sat | Sun |  |  | Divisor | Blended | Option |  | Hourly Capacity | Peak,Week | Peak, Week | Peak,Sat | Peak,Sat | Peak,Sun | Peak,Sun | Off-Peak | Peak | Off-Peak | Sales | Summer | Winter | Sales | Sales | Peak,Week | Peak,Week | Peak,Sat | Peak,Sat | Peak,Sun | Peak,Sun | Off-Peak | Peak,Week | Peak,Sat | Peak,Sun | Off-Peak | Volumes | Blended Unit | Base Gas | Duke | Penalty | Addt'l Pur. | Addt'l Pur. | Reserv. |  | Total | Volumes | Blended Unit | Total | Cacacity | Blended Unit | Total | Peak,Week | Peak,Sat | Peak,Sun | Off-Peak | Peak,Week | Peak,Sat | Peak,Sun | Off-Peak | Peak,Week | Peak,Sat | Peak,Sun | Off-Peak | Peak | Off-Peak | Total | Peak | Off-Peak | Blended Price | Total | Peak,Week | Peak,Sat | Peak,Sun | Off-Peak | Volumes | Blended Unit | Total | [9 empty] | Plant Operating Costs | [5 empty] | Market Wheeling / O&M |  |  | Market Purchase
[5 empty] | 1999-12-25 | [6 empty] | Bid | Mid | Offer | Bid | Mid | Offer | Bid | Mid | Offer | Bid | Mid | Offer | Bid | Mid | Offer | Bid | Mid | Offer | Bid | Mid | Offer | Bid | Mid | Offer | Bid | Mid | Offer | Bid | Mid | Offer | Bid | Mid | Offer | Bid | Mid | Offer |  | -Hol | -Hol | -Hol |  |  |  | 4164422.4 | 844657.2 | 948909.6 | 0 |  |  |  |  | 832884.48 | 168931.44 | 189781.92 | [5 empty] | Peak Only | Total | Peak Only | Total | [19 empty] | Week | Sat | Sun | Total | Total |  | Blended | Blended | [25 empty] | Wkdy | Sat | [27 empty] | (MW) | WSCC | NPC | WSCC | NPC | WSCC | NPC | 0 | 26.67 | 23.31 | ($) | 56.09 | 26.77 | ($) | ($) | WSCC | NPC | WSCC | NPC | WSCC | NPC | 0 | 0 | 0 | 0 | 0 | (mmbtu) | ($/mmbtu) | (mmbtu) | Penalty | Value | Volume | Value | Fee |  | $ | (MWHs) | ($/MWH) | ($) | (MW) | ($/MWH) | ($) | 0 | 0 | 0 | 0 | 1191758.7398 | 241842.0758 | 268532.8178 |  | 760070.2068 | 154258.8012 | 171778.878 |  | ($/MWH) | ($/MWH) | (MWHs) | ($) | ($) | ($/MWH) | ($) | 106500044.7118 | 0 | 0 | 0 | (MWHs) | ($/MWH) | ($) |  | Contract Volumes | Contract Price | Contract Sales | Market Volumes | Market Price | Market Sales | Option Value | Total Revenues | Gas (mmbtu) | Gas Price | Gas Cost | O&M Vol | O&M Price | O&M Cost | Wheel (MWh) | Charge | Wheel Cost | Market Volumes | Market Cost | Power Cost
2000Q1 | 2000 | 2000-01-01 | 2000 | 1 | 2000-01-01 | 2000-01-01 | 2000-01-31 | 7.15% | 0.9872 | #REF! | #REF! | 0 | 0 | 0 | 0 | 0 | 0 | 0 | 0 | 0 | 0 | 0 | 0 | 0% | 0% | 0% | 0% | 0% | 0% | 0% | 0% | 0% | 0% | 0% | 0% | 0% | 0% | 0% | 0% | 0% | 0% | 0% | 0% | 0% | 0% | 0% | 0% | 0 | 21 | 4 | 5 | 1 | 31 | 1.5% | 14893.2 | 2836.8 | 4255.2 |  | 1 | 1 | 1 | 1 | 2978.64 | 567.36 | 851.04 |  | 1 | 1 | 1 | 1 | 21985.2 | 21985.2 | 4397.04 | 4397.04 | 0.046543 | 0 | 0 | 0 | 0 | 0 | 0 | 0 | 0 | 0 | 0 | 0 | 0 | 0 | 0 | 0 | 0 | 0 | 0 | 0% | 0% | 0% | 0% | 0% | 0% | 0% | 0% | 7669.863 | 0 | 0 | 0 | 0 | 0 | . | 0% | 0 | 0 | 0 | 0 | 0 | 0 | 0% | 0% | 0% | 0% | 0% | 0% | 0 | 0 | 0 | 0 | 0 | 0 | 0 | 0 | 0 | 0 | 0 | 0 | 0 | 0 | 0 | 0 | 0 | 0 | 0 | 0 | 0 | 0 | 0 | 0 | 0 | 0 | 0 | 0 | 0 | 0 |  | 0 |  | No | 45 | 9308.25 | 2792.475 | 1773 | 531.9 | 2659.5 | 797.85 | 0 | 26.67 | 23.31 | 476405.5432 | 56.09 | 26.77 | 485473.95 | 961879.4933 | 9308.25 | 2792.475 | 1773 | 531.9 | 2659.5 | 797.85 | 0 | 0 | 0 | 0 | 0 | 137006.5703 | 2.045 | 137006.5703 | 0 | 0 | 0 | 0 | 12679 | 0 | 292857.4363 | 17862.975 | 0.75318 | 13454.0452 | 0 | 5.5522 | 0 |  |  |  |  | 0 | 0 | 0 |  | 0 | 0 | 0 |  | 0 |  | 0 | 0 |  | 0 | 0 | 0 | 0 | 0 | 0 | 0 | 0 | 0 | 1999 | 0 | 0 | 0 | 0 | 0 | 0 | 0 | 0 | 0 | 0 | 0 | 0 | 0 | 0 | 0 | 0 | 0 | 0 | 0 | 0 | 0
2000Q1 | 2000 | 2000-02-01 | 2000 | 2 |  | 2000-02-01 | 2000-02-29 | 7.15% | 0.9817 | #REF! | #REF! | 0 | 0 | 0 | 0 | 0 | 0 | 0 | 0 | 0 | 0 | 0 | 0 | 0% | 0% | 0% | 0% | 0% | 0% | 0% | 0% | 0% | 0% | 0% | 0% | 0% | 0% | 0% | 0% | 0% | 0% | 0% | 0% | 0% | 0% | 0% | 0% | 0 | 21 | 4 | 4 | 0 | 29 | 1.5% | 14893.2 | 2836.8 | 2836.8 |  | 1 | 1 | 1 | 1 | 2978.64 | 567.36 | 567.36 |  | 1 | 1 | 1 | 1 | 20566.8 | 20566.8 | 4113.36 | 4113.36 | 0.13142 | 0 | 0 | 0 | 0 | 0 | 0 | 0 | 0 | 0 | 0 | 0 | 0 | 0 | 0 | 0 | 0 | 0 | 0 | 0% | 0% | 0% | 0% | 0% | 0% | 0% | 0% | 7671.8173 | 0 | 0 | 0 | 0 | 0 | 0 | 0% | 0 | 0 | 0 | 0 | 0 | 0 | 0% | 0% | 0% | 0% | 0% | 0% | 0 | 0 | 0 | 0 | 0 | 0 | 0 | 0 | 0 | 0 | 0 | 0 | 0 | 0 | 0 | 0 | 0 | 0 | 0 | 0 | 0 | 0 | 0 | 0 | 0 | 0 | 0 | 0 | 0 | 0 |  | 0 |  | No | 45 | 9308.25 | 2792.475 | 1773 | 531.9 | 1773 | 531.9 | 0 | 26.67 | 23.31 | 445669.7018 | 56.09 | 26.77 | 454153.05 | 899822.7518 | 9308.25 | 2792.475 | 1773 | 531.9 | 1773 | 531.9 | 0 | 0 | 0 | 0 | 0 | 128200.0945 | 2.045 | 128200.0945 | 0 | 0 | 0 | 0 | 11861 |  | 274030.1932 | 16710.525 | 0.75337 | 12589.2493 | 0 | 5.5522 | 0 |  |  |  |  | 0 | 0 | 0 |  | 0 | 0 | 0 |  | 0 |  | 0 | 0 |  | 0 | 0 | 0 | 0 | 0 | 0 | 0 | 0 | 0 | 2000 | 204116.625 | 66.7287 | 13620436.7949 | 106968.2814 | 65.7496 | 7033119.4908 | 0 | 20653556.2856 | 2419545.4498 | -3.1281 | -7568679.2319 | 311084.9064 | -0.5466 | -170039.9689 | 106968.2814 | -5.5522 | -593912.1028 | 4887542.9646 | 0 | 0 | 12320924.9819
2000Q1 | 2000 | 2000-03-01 | 2000 | 3 |  | 2000-03-01 | 2000-03-31 | 7.15% | 0.97587 | #REF! | #REF! | 0 | 0 | 0 | 0 | 0 | 0 | 0 | 0 | 0 | 0 | 0 | 0 | 0% | 0% | 0% | 0% | 0% | 0% | 0% | 0% | 0% | 0% | 0% | 0% | 0% | 0% | 0% | 0% | 0% | 0% | 0% | 0% | 0% | 0% | 0% | 0% | 0 | 23 | 4 | 4 | 0 | 31 | 1.5% | 16311.6 | 2836.8 | 2836.8 |  | 1 | 1 | 1 | 1 | 3262.32 | 567.36 | 567.36 |  | 1 | 1 | 1 | 1 | 21985.2 | 21985.2 | 4397.04 | 4397.04 | 0.21081 | 0 | 0 | 0 | 0 | 0 | 0 | 0 | 0 | 0 | 0 | 0 | 0 | 0 | 0 | 0 | 0 | 0 | 0 | 0% | 0% | 0% | 0% | 0% | 0% | 0% | 0% | 7673.7716 | 0 | 0 | 0 | 0 | 0 | 0 | 0% | 0 | 0 | 0 | 0 | 0 | 0 | 0% | 0% | 0% | 0% | 0% | 0% | 0 | 0 | 0 | 0 | 0 | 0 | 0 | 0 | 0 | 0 | 0 | 0 | 0 | 0 | 0 | 0 | 0 | 0 | 0 | 0 | 0 | 0 | 0 | 0 | 0 | 0 | 0 | 0 | 0 | 0 |  | 0 |  | No | 45 | 10194.75 | 3058.425 | 1773 | 531.9 | 1773 | 531.9 | 0 | 26.67 | 23.31 | 476405.5432 | 56.09 | 26.77 | 485473.95 | 961879.4933 | 10194.75 | 3058.425 | 1773 | 531.9 | 1773 | 531.9 | 0 | 0 | 0 | 0 | 0 | 137076.3902 | 2.045 | 137076.3902 | 0 | 0 | 0 | 0 | 12679 | 0 | 293000.2181 | 17862.975 | 0.75356 | 13460.9015 | 0 | 5.5522 | 0 |  |  |  |  | 0 | 0 | 0 |  | 0 | 0 | 0 |  | 0 |  | 0 | 0 |  | 0 | 0 | 0 | 0 | 0 | 0 | 0 | 0 | 0 | 2001 | 203540.4 | 68.3202 | 13905915.0478 | 223526.4095 | 47.6832 | 10658453.3824 | 0 | 24564368.4302 | 3352706.3164 | -2.7251 | -9136350.0957 | 427066.8095 | -0.41964 | -179215 | 223526.4095 | -5.7188 | -1278301.2808 | 7550687.4926 | 0 | 0 | 13970502.0537
2000Q2 | 2000 | 2000-04-01 | 2000 | 4 |  | 2000-04-01 | 2000-04-30 | 7.15% | 0.97025 | #REF! | #REF! | 0 | 0 | 0 | 0 | 0 | 0 | 0 | 0 | 0 | 0 | 0 | 0 | 0% | 0% | 0% | 0% | 0% | 0% | 0% | 0% | 0% | 0% | 0% | 0% | 0% | 0% | 0% | 0% | 0% | 0% | 0% | 0% | 0% | 0% | 0% | 0% | 0 | 20 | 5 | 5 | 0 | 30 | 1.5% | 14184 | 3546 | 3546 |  | 1 | 1 | 1 | 1 | 2836.8 | 709.2 | 709.2 |  | 1 | 1 | 1 | 1 | 21276 | 21276 | 4255.2 | 4255.2 | 0.29569 | 0 | 0 | 0 | 0 | 0 | 0 | 0 | 0 | 0 | 0 | 0 | 0 | 0 | 0 | 0 | 0 | 0 | 0 | 0% | 0% | 0% | 0% | 0% | 0% | 0% | 0% | 7675.7259 | 0 | 0 | 0 | 0 | 0 | 0 | 0% | 0 | 0 | 0 | 0 | 0 | 0 | 0% | 0% | 0% | 0% | 0% | 0% | 0 | 0 | 0 | 0 | 0 | 0 | 0 | 0 | 0 | 0 | 0 | 0 | 0 | 0 | 0 | 0 | 0 | 0 | 0 | 0 | 0 | 0 | 0 | 0 | 0 | 0 | 0 | 0 | 0 | 0 |  | 0 |  | No | 45 | 8865 | 2659.5 | 2216.25 | 664.875 | 2216.25 | 664.875 | 0 | 26.67 | 23.31 | 461037.6225 | 56.09 | 26.77 | 469813.5 | 930851.1225 | 8865 | 2659.5 | 2216.25 | 664.875 | 2216.25 | 664.875 | 0 | 0 | 0 | 0 | 0 | 132688.355 | 2.045 | 132688.355 | 0 | 0 | 0 | 0 | 12270 | 0 | 283617.6861 | 17286.75 | 0.75376 | 13029.9965 | 0 | 5.5522 | 0 |  |  |  |  | 0 | 0 | 0 |  | 0 | 0 | 0 |  | 0 |  | 0 | 0 |  | 0 | 0 | 0 | 0 | 0 | 0 | 0 | 0 | 0 | 2002 | 203540.4 | 69.9599 | 14239657.0089 | 153668.5252 | 43.569 | 6695184.9398 | 0 | 20934841.9487 | 2803459.7234 | -2.6142 | -7328695.4188 | 357208.9252 | -0.50171 | -179215 | 153668.5252 | -5.8904 | -905162.4511 | 5708669.1945 | 0 | 0 | 12521769.0788
2000Q2 | 2000 | 2000-05-01 | 2000 | 5 | 2000-05-29 | 2000-05-01 | 2000-05-31 | 7.15% | 0.96449 | #REF! | #REF! | 0 | 0 | 0 | 0 | 0 | 0 | 0 | 0 | 0 | 0 | 0 | 0 | 0% | 0% | 0% | 0% | 0% | 0% | 0% | 0% | 0% | 0% | 0% | 0% | 0% | 0% | 0% | 0% | 0% | 0% | 0% | 0% | 0% | 0% | 0% | 0% | 0 | 22 | 4 | 4 | 1 | 31 | 1.5% | 15602.4 | 2836.8 | 3546 |  | 1 | 1 | 1 | 1 | 3120.48 | 567.36 | 709.2 |  | 1 | 1 | 1 | 1 | 21985.2 | 21985.2 | 4397.04 | 4397.04 | 0.37782 | 0 | 0 | 0 | 0 | 0 | 0 | 0 | 0 | 0 | 0 | 0 | 0 | 0 | 0 | 0 | 0 | 0 | 0 | 0% | 0% | 0% | 0% | 0% | 0% | 0% | 0% | 7677.6802 | 0 | 0 | 0 | 0 | 0 | 0 | 0% | 0 | 0 | 0 | 0 | 0 | 0 | 0% | 0% | 0% | 0% | 0% | 0% | 0 | 0 | 0 | 0 | 0 | 0 | 0 | 0 | 0 | 0 | 0 | 0 | 0 | 0 | 0 | 0 | 0 | 0 | 0 | 0 | 0 | 0 | 0 | 0 | 0 | 0 | 0 | 0 | 0 | 0 |  | 0 |  | No | 45 | 11701.8 | 0 | 2127.6 | 0 | 2659.5 | 0 | 0 | 27.241 | 23.8091 | 449174.7267 | 57.291 | 27.3432 | 959050.5661 | 1408225.2928 | 11701.8 | 0 | 2127.6 | 0 | 2659.5 | 0 | 0 | 0 | 0 | 0 | 0 | 126596.5017 | 2.4 | 126596.5017 | 0 | 0 | 0 | 0 | 24713.2 | 0 | 328544.8041 | 16488.9 | 0.75395 | 12431.7765 | 0 | 5.5522 | 0 |  |  |  |  | 0 | 0 | 0 |  | 0 | 0 | 0 |  | 0 |  | 0 | 0 |  | 0 | 0 | 0 | 0 | 0 | 0 | 0 | 0 | 0 | 2003 | 203540.4 | 71.6389 | 14581408.7771 | 150802.6923 | 37.5843 | 5667813.5375 | 0 | 20249222.3147 | 2787821.2635 | -2.5882 | -7215311.0284 | 354343.0923 | -0.50577 | -179215 | 150802.6923 | -2.6002 | -392112.9098 | 4528200.6466 | 0 | 0 | 12462583.3765
2000Q2 | 2000 | 2000-06-01 | 2000 | 6 |  | 2000-06-01 | 2000-06-30 | 7.15% | 0.95894 | #REF! | #REF! | 0 | 0 | 0 | 0 | 0 | 0 | 0 | 0 | 0 | 0 | 0 | 0 | 0% | 0% | 0% | 0% | 0% | 0% | 0% | 0% | 0% | 0% | 0% | 0% | 0% | 0% | 0% | 0% | 0% | 0% | 0% | 0% | 0% | 0% | 0% | 0% | 0 | 22 | 4 | 4 | 0 | 30 | 1.5% | 15602.4 | 2836.8 | 2836.8 |  | 1 | 1 | 1 | 1 | 3120.48 | 567.36 | 567.36 |  | 1 | 1 | 1 | 1 | 21276 | 21276 | 4255.2 | 4255.2 | 0.4627 | 0 | 0 | 0 | 0 | 0 | 0 | 0 | 0 | 0 | 0 | 0 | 0 | 0 | 0 | 0 | 0 | 0 | 0 | 0% | 0% | 0% | 0% | 0% | 0% | 0% | 0% | 7679.6346 | 0 | 0 | 0 | 0 | 0 | 0 | 0% | 0 | 0 | 0 | 0 | 0 | 0 | 0% | 0% | 0% | 0% | 0% | 0% | 0 | 0 | 0 | 0 | 0 | 0 | 0 | 0 | 0 | 0 | 0 | 0 | 0 | 0 | 0 | 0 | 0 | 0 | 0 | 0 | 0 | 0 | 0 | 0 | 0 | 0 | 0 | 0 | 0 | 0 |  | 0 |  | No | 45 | 11701.8 | 0 | 2127.6 | 0 | 2127.6 | 0 | 0 | 27.241 | 23.8091 | 434685.2194 | 57.291 | 27.3432 | 928113.4511 | 1362798.6705 | 11701.8 | 0 | 2127.6 | 0 | 2127.6 | 0 | 0 | 0 | 0 | 0 | 0 | 196070.2859 | 2.4 | 150000 | 0 | 0 | 46070.2859 | 202345.3026 | 24936 | 0 | 587281.3026 | 25196.103 | 0.75414 | 14730 | 9239.103 | 5.5522 | 51297.5905 |  |  |  |  | 3764.079 | 684.378 | 684.378 |  | 3011.2632 | 547.5024 | 547.5024 |  | 9239.103 | 12318.804 | 21557.907 | 562914.5916 | 554346.1759 | 51.826 | 1117260.7675 | 562914.5916 | 0 | 0 | 0 | 562914.5916 | 0 | 0 | 2004 | 204116.625 | 73.3179 | 14965392.3923 | 117062.8569 | 35.9476 | 4208123.2692 | 0 | 19173515.6615 | 2514312.9999 | -2.6017 | -6541477.0928 | 321179.4819 | -0.55952 | -179706 | 117062.8569 | -2.6782 | -313515.0471 | 3842152.131 | 0 | 0 | 12138817.5217
2000Q3 | 2000 | 2000-07-01 | 2000 | 7 | 2000-07-04 | 2000-07-01 | 2000-07-31 | 7.15% | 0.95324 | #REF! | #REF! | 0 | 0 | 0 | 0 | 0 | 0 | 0 | 0 | 0 | 0 | 0 | 0 | 0% | 0% | 0% | 0% | 0% | 0% | 0% | 0% | 0% | 0% | 0% | 0% | 0% | 0% | 0% | 0% | 0% | 0% | 0% | 0% | 0% | 0% | 0% | 0% | 0 | 20 | 5 | 5 | 1 | 31 | 1.5% | 14184 | 3546 | 4255.2 |  | 1 | 1 | 1 | 1 | 2836.8 | 709.2 | 851.04 |  | 1 | 1 | 1 | 1 | 21985.2 | 21985.2 | 4397.04 | 4397.04 | 0.54483 | 0 | 0 | 0 | 0 | 0 | 0 | 0 | 0 | 0 | 0 | 0 | 0 | 0 | 0 | 0 | 0 | 0 | 0 | 0% | 0% | 0% | 0% | 0% | 0% | 0% | 0% | 7681.5889 | 0 | 0 | 0 | 0 | 0 | 0 | 0% | 0 | 0 | 0 | 0 | 0 | 0 | 0% | 0% | 0% | 0% | 0% | 0% | 0 | 0 | 0 | 0 | 0 | 0 | 0 | 0 | 0 | 0 | 0 | 0 | 0 | 0 | 0 | 0 | 0 | 0 | 0 | 0 | 0 | 0 | 0 | 0 | 0 | 0 | 0 | 0 | 0 | 0 |  | 0 |  | No | 45 | 10638 | 0 | 2659.5 | 0 | 3191.4 | 0 | 0 | 27.241 | 23.8091 | 449174.7267 | 57.291 | 27.3432 | 959050.5661 | 1408225.2928 | 10638 | 0 | 2659.5 | 0 | 3191.4 | 0 | 0 | 0 | 0 | 0 | 0 | 202657.5214 | 2.4 | 155000 | 0 | 0 | 47657.5214 | 225710.7872 | 25444.8 | 0 | 623155.5872 | 26035.9731 | 0.75433 | 15221 | 9547.0731 | 5.5522 | 53007.5101 |  |  |  |  | 3421.89 | 855.4725 | 1026.567 |  | 2737.512 | 684.378 | 821.2536 |  | 9547.0731 | 12729.4308 | 22276.5039 | 755682.4774 | 840161.6817 | 71.638 | 1595844.159 | 755682.4774 | 0 | 0 | 0 | 755682.4774 | 0 | 0 | 2005 | 203540.4 | 75.1188 | 15289715.2899 | 90389.2244 | 39.3387 | 3555792.4265 | 0 | 18845507.7164 | 2300969.8543 | -2.6069 | -5998383.7765 | 293929.6243 | -0.59845 | -175902.7231 | 90389.2244 | -2.7585 | -249340.6889 | 3555792.4265 | 0 | 0 | 12421880.5279
2000Q3 | 2000 | 2000-08-01 | 2000 | 8 |  | 2000-08-01 | 2000-08-31 | 7.15% | 0.94757 | #REF! | #REF! | 0 | 0 | 0 | 0 | 0 | 0 | 0 | 0 | 0 | 0 | 0 | 0 | 0% | 0% | 0% | 0% | 0% | 0% | 0% | 0% | 0% | 0% | 0% | 0% | 0% | 0% | 0% | 0% | 0% | 0% | 0% | 0% | 0% | 0% | 0% | 0% | 0 | 23 | 4 | 4 | 0 | 31 | 1.5% | 16311.6 | 2836.8 | 2836.8 |  | 1 | 1 | 1 | 1 | 3262.32 | 567.36 | 567.36 |  | 1 | 1 | 1 | 1 | 21985.2 | 21985.2 | 4397.04 | 4397.04 | 0.62971 | 0 | 0 | 0 | 0 | 0 | 0 | 0 | 0 | 0 | 0 | 0 | 0 | 0 | 0 | 0 | 0 | 0 | 0 | 0% | 0% | 0% | 0% | 0% | 0% | 0% | 0% | 7683.5432 | 0 | 0 | 0 | 0 | 0 | 0 | 0% | 0 | 0 | 0 | 0 | 0 | 0 | 0% | 0% | 0% | 0% | 0% | 0% | 0 | 0 | 0 | 0 | 0 | 0 | 0 | 0 | 0 | 0 | 0 | 0 | 0 | 0 | 0 | 0 | 0 | 0 | 0 | 0 | 0 | 0 | 0 | 0 | 0 | 0 | 0 | 0 | 0 | 0 |  | 0 |  | No | 45 | 12233.7 | 0 | 2127.6 | 0 | 2127.6 | 0 | 0 | 27.241 | 23.8091 | 449174.7267 | 57.291 | 27.3432 | 959050.5661 | 1408225.2928 | 12233.7 | 0 | 2127.6 | 0 | 2127.6 | 0 | 0 | 0 | 0 | 0 | 0 | 202709.0808 | 2.4 | 155000 | 0 | 0 | 47709.0808 | 244513.8098 | 22382 | 0 | 638895.8098 | 26035.9731 | 0.75452 | 15221 | 9547.0731 | 5.5522 | 53007.5101 |  |  |  |  | 3935.1735 | 684.378 | 684.378 |  | 3148.1388 | 547.5024 | 547.5024 |  | 9547.0731 | 0 | 9547.0731 | 811421.4072 | 0 | 84.9916 | 811421.4072 | 811421.4072 | 0 | 0 | 0 | 811421.4072 | 0 | 0 | 2006 | 203540.4 | 76.9217 | 15656668.4568 | 98772.8549 | 39.7719 | 3928386.7086 | 0 | 19585055.1654 | 2372972.5273 | -2.6361 | -6255451.9691 | 302313.2549 | -0.59281 | -179215 | 98772.8549 | -2.8413 | -280641.134 | 3928386.7086 | 0 | 0 | 12869747.0623
2000Q3 | 2000 | 2000-09-01 | 2000 | 9 | 2000-09-04 | 2000-09-01 | 2000-09-30 | 7.15% | 0.94212 | #REF! | #REF! | 0 | 0 | 0 | 0 | 0 | 0 | 0 | 0 | 0 | 0 | 0 | 0 | 0% | 0% | 0% | 0% | 0% | 0% | 0% | 0% | 0% | 0% | 0% | 0% | 0% | 0% | 0% | 0% | 0% | 0% | 0% | 0% | 0% | 0% | 0% | 0% | 0 | 20 | 5 | 4 | 1 | 30 | 1.5% | 14184 | 3546 | 3546 |  | 1 | 1 | 1 | 1 | 2836.8 | 709.2 | 709.2 |  | 1 | 1 | 1 | 1 | 21276 | 21276 | 4255.2 | 4255.2 | 0.71458 | 0 | 0 | 0 | 0 | 0 | 0 | 0 | 0 | 0 | 0 | 0 | 0 | 0 | 0 | 0 | 0 | 0 | 0 | 0% | 0% | 0% | 0% | 0% | 0% | 0% | 0% | 7685.4975 | 0 | 0 | 0 | 0 | 0 | 0 | 0% | 0 | 0 | 0 | 0 | 0 | 0 | 0% | 0% | 0% | 0% | 0% | 0% | 0 | 0 | 0 | 0 | 0 | 0 | 0 | 0 | 0 | 0 | 0 | 0 | 0 | 0 | 0 | 0 | 0 | 0 | 0 | 0 | 0 | 0 | 0 | 0 | 0 | 0 | 0 | 0 | 0 | 0 |  | 0 |  | No | 45 | 10638 | 0 | 2659.5 | 0 | 2659.5 | 0 | 0 | 27.241 | 23.8091 | 434685.2194 | 57.291 | 27.3432 | 928113.4511 | 1362798.6705 | 10638 | 0 | 2659.5 | 0 | 2659.5 | 0 | 0 | 0 | 0 | 0 | 0 | 196219.9743 | 2.4 | 150000 | 0 | 0 | 46219.9743 | 251995.9218 | 24000 | 0 | 635995.9218 | 25196.103 | 0.75472 | 14730 | 9239.103 | 5.5522 | 51297.5905 |  |  |  |  | 3421.89 | 855.4725 | 855.4725 |  | 2737.512 | 684.378 | 684.378 |  | 9239.103 | 12318.804 | 21557.907 | 853893.6753 | 648831.4018 | 69.7064 | 1502725.0771 | 853893.6753 | 0 | 0 | 0 | 853893.6753 | 0 | 0 | 2007 | 203540.4 | 78.7678 | 16032428.4998 | 99730.984 | 41.5344 | 4142269.0846 | 0 | 20174697.5844 | 2382449.0779 | -2.6594 | -6335966.7104 | 303271.384 | -0.59094 | -179215 | 99730.984 | -2.9265 | -291864.3487 | 4142269.0846 | 0 | 0 | 13367651.5253
2000Q4 | 2000 | 2000-10-01 | 2000 | 10 |  | 2000-10-01 | 2000-10-31 | 7.15% | 0.93652 | #REF! | #REF! | 0 | 0 | 0 | 0 | 0 | 0 | 0 | 0 | 0 | 0 | 0 | 0 | 0% | 0% | 0% | 0% | 0% | 0% | 0% | 0% | 0% | 0% | 0% | 0% | 0% | 0% | 0% | 0% | 0% | 0% | 0% | 0% | 0% | 0% | 0% | 0% | 0 | 22 | 4 | 5 | 0 | 31 | 1.5% | 15602.4 | 2836.8 | 3546 |  | 1 | 1 | 1 | 1 | 3120.48 | 567.36 | 709.2 |  | 1 | 1 | 1 | 1 | 21985.2 | 21985.2 | 4397.04 | 4397.04 | 0.79671 | 0 | 0 | 0 | 0 | 0 | 0 | 0 | 0 | 0 | 0 | 0 | 0 | 0 | 0 | 0 | 0 | 0 | 0 | 0% | 0% | 0% | 0% | 0% | 0% | 0% | 0% | 7687.4518 | 0 | 0 | 0 | 0 | 0 | 0 | 0% | 0 | 0 | 0 | 0 | 0 | 0 | 0% | 0% | 0% | 0% | 0% | 0% | 0 | 0 | 0 | 0 | 0 | 0 | 0 | 0 | 0 | 0 | 0 | 0 | 0 | 0 | 0 | 0 | 0 | 0 | 0 | 0 | 0 | 0 | 0 | 0 | 0 | 0 | 0 | 0 | 0 | 0 |  | 0 |  | No | 45 | 9751.5 | 2925.45 | 1773 | 531.9 | 2216.25 | 664.875 | 0 | 27.241 | 23.8091 | 486605.9539 | 57.291 | 27.3432 | 495868.5261 | 982474.48 | 9751.5 | 2925.45 | 1773 | 531.9 | 2216.25 | 664.875 | 0 | 0 | 0 | 0 | 0 | 234501.6056 | 2.4 | 155000 | 0 | 0 | 79501.6056 | 417947.8908 | 24812.4 | 0 | 814760.2908 | 30062.0129 | 0.75491 | 15221 | 12199.0378 | 5.5522 | 67731.8185 |  |  |  |  | 5646.1185 | 1026.567 | 1283.2088 |  | 3011.2632 | 547.5024 | 684.378 |  | 10231.4511 | 2121.5718 | 12353.0229 | 874209.706 | 102237.2668 | 79.0452 | 976446.9729 | 874209.706 | 0 | 0 | 0 | 874209.706 | 0 | 0 | 2008 | 204116.625 | 80.6138 | 16454622.9496 | 103101.5457 | 42.5271 | 4384611.5043 | 0 | 20839234.4539 | 2387307.8316 | -2.68 | -6398072.682 | 307218.1707 | -0.58495 | -179706 | 103101.5457 | -3.0143 | -310780.2029 | 4384611.5043 | 0 | 0 | 13950675.5691
2000Q4 | 2000 | 2000-11-01 | 2000 | 11 | 2000-11-23 | 2000-11-01 | 2000-11-30 | 7.15% | 0.93113 | #REF! | #REF! | 0 | 0 | 0 | 0 | 0 | 0 | 0 | 0 | 0 | 0 | 0 | 0 | 0% | 0% | 0% | 0% | 0% | 0% | 0% | 0% | 0% | 0% | 0% | 0% | 0% | 0% | 0% | 0% | 0% | 0% | 0% | 0% | 0% | 0% | 0% | 0% | 0 | 21 | 4 | 4 | 1 | 30 | 1.5% | 14893.2 | 2836.8 | 3546 |  | 1 | 1 | 1 | 1 | 2978.64 | 567.36 | 709.2 |  | 1 | 1 | 1 | 1 | 21276 | 21276 | 4255.2 | 4255.2 | 0.88159 | 0 | 0 | 0 | 0 | 0 | 0 | 0 | 0 | 0 | 0 | 0 | 0 | 0 | 0 | 0 | 0 | 0 | 0 | 0% | 0% | 0% | 0% | 0% | 0% | 0% | 0% | 7689.4062 | 0 | 0 | 0 | 0 | 0 | 0 | 0% | 0 | 0 | 0 | 0 | 0 | 0 | 0% | 0% | 0% | 0% | 0% | 0% | 0 | 0 | 0 | 0 | 0 | 0 | 0 | 0 | 0 | 0 | 0 | 0 | 0 | 0 | 0 | 0 | 0 | 0 | 0 | 0 | 0 | 0 | 0 | 0 | 0 | 0 | 0 | 0 | 0 | 0 |  | 0 |  | No | 45 | 9308.25 | 2792.475 | 1773 | 531.9 | 2216.25 | 664.875 | 0 | 27.241 | 23.8091 | 470908.9877 | 57.291 | 27.3432 | 479872.7672 | 950781.7548 | 9308.25 | 2792.475 | 1773 | 531.9 | 2216.25 | 664.875 | 0 | 0 | 0 | 0 | 0 | 211316.4154 | 2.4 | 150000 | 0 | 0 | 61316.4154 | 304871.3489 | 24552 | 0 | 689423.3489 | 27124.6838 | 0.7551 | 14730 | 9837.9338 | 5.5522 | 54622.4343 |  |  |  |  | 5389.4768 | 1026.567 | 0 |  | 2874.3876 | 547.5024 | 0 |  | 9837.9337 | 0 | 9837.9337 | 571723.8047 | 0 | 58.1142 | 571723.8047 | 571723.8047 | 0 | 0 | 0 | 571723.8047 | 0 | 0 | 2009 | 203540.4 | 82.594 | 16811219.7466 | 98653.0887 | 44.0288 | 4343577.2331 | 0 | 21154796.9797 | 2354965.4981 | -2.6996 | -6357366.3298 | 302193.4887 | -0.59305 | -179215 | 98653.0887 | -3.1047 | -306292.3016 | 4343577.2331 | 0 | 0 | 14311923.3483
2000Q4 | 2000 | 2000-12-01 | 2000 | 12 | 2000-12-25 | 2000-12-01 | 2000-12-31 | 7.15% | 0.92559 | #REF! | #REF! | 0 | 0 | 0 | 0 | 0 | 0 | 0 | 0 | 0 | 0 | 0 | 0 | 0% | 0% | 0% | 0% | 0% | 0% | 0% | 0% | 0% | 0% | 0% | 0% | 0% | 0% | 0% | 0% | 0% | 0% | 0% | 0% | 0% | 0% | 0% | 0% | 0 | 20 | 5 | 5 | 1 | 31 | 1.5% | 14184 | 3546 | 4255.2 |  | 1 | 1 | 1 | 1 | 2836.8 | 709.2 | 851.04 |  | 1 | 1 | 1 | 1 | 21985.2 | 21985.2 | 4397.04 | 4397.04 | 0.96372 | 0 | 0 | 0 | 0 | 0 | 0 | 0 | 0 | 0 | 0 | 0 | 0 | 0 | 0 | 0 | 0 | 0 | 0 | 0% | 0% | 0% | 0% | 0% | 0% | 0% | 0% | 7691.3605 | 0 | 0 | 0 | 0 | 0 | 0 | 0% | 0 | 0 | 0 | 0 | 0 | 0 | 0% | 0% | 0% | 0% | 0% | 0% | 0 | 0 | 0 | 0 | 0 | 0 | 0 | 0 | 0 | 0 | 0 | 0 | 0 | 0 | 0 | 0 | 0 | 0 | 0 | 0 | 0 | 0 | 0 | 0 | 0 | 0 | 0 | 0 | 0 | 0 |  | 0 |  | No | 45 | 8865 | 2659.5 | 2216.25 | 664.875 | 2659.5 | 797.85 | 0 | 27.241 | 23.8091 | 486605.9539 | 57.291 | 27.3432 | 495868.5261 | 982474.48 | 8865 | 2659.5 | 2216.25 | 664.875 | 2659.5 | 797.85 | 0 | 0 | 0 | 0 | 0 | 215802.0772 | 2.4 | 155000 | 0 | 0 | 60802.0772 | 300064.3313 | 25990.4 | 0 | 698054.7313 | 27700.9087 | 0.75529 | 15221 | 9837.9338 | 5.5522 | 54622.4343 |  |  |  |  | 5132.835 | 1283.2088 | 0 |  | 2737.512 | 684.378 | 0 |  | 9837.9338 | 0 | 9837.9338 | 457697.3024 | 0 | 46.5237 | 457697.3024 | 457697.3024 | 0 | 0 | 0 | 457697.3024 | 0 | 0 | 2010 | 203540.4 | 84.5763 | 17214689.0205 | 101955.2125 | 44.2983 | 4516439.5686 | 0 | 21731128.5891 | 2388853.5254 | -3.1285 | -7473572.7253 | 305495.6125 | -0.19287 | -58920 | 101955.2125 | -3.1979 | -326040.8775 | 4516439.5686 | 0 | 0 | 13872594.9862
2001Q1 | 2001 | 2001-01-01 | 2001 | 1 | 2001-01-01 | 2001-01-01 | 2001-01-31 | 7.15% | 0.92009 | #REF! | #REF! | 0 | 0 | 0 | 0 | 0 | 0 | 0 | 0 | 0 | 0 | 0 | 0 | 0% | 0% | 0% | 0% | 0% | 0% | 0% | 0% | 0% | 0% | 0% | 0% | 0% | 0% | 0% | 0% | 0% | 0% | 0% | 0% | 0% | 0% | 0% | 0% | 0 | 22 | 4 | 4 | 1 | 31 | 1.5% | 15602.4 | 2836.8 | 3546 |  | 1 | 1 | 1 | 1 | 3120.48 | 567.36 | 709.2 |  | 1 | 1 | 1 | 1 | 21985.2 | 21985.2 | 4397.04 | 4397.04 | 1.0486 | 0 | 0 | 0 | 0 | 0 | 0 | 0 | 0 | 0 | 0 | 0 | 0 | 0 | 0 | 0 | 0 | 0 | 0 | 0% | 0% | 0% | 0% | 0% | 0% | 0% | 0% | 7693.3148 | 0 | 0 | 0 | 0 | 0 | 0 | 0% | 0 | 0 | 0 | 0 | 0 | 0 | 0% | 0% | 0% | 0% | 0% | 0% | 0 | 0 | 0 | 0 | 0 | 0 | 0 | 0 | 0 | 0 | 0 | 0 | 0 | 0 | 0 | 0 | 0 | 0 | 0 | 0 | 0 | 0 | 0 | 0 | 0 | 0 | 0 | 0 | 0 | 0 |  | 0 |  | No | 45 | 9751.5 | 2925.45 | 1773 | 531.9 | 2216.25 | 664.875 | 0 | 27.241 | 23.8091 | 486605.9539 | 57.291 | 27.3432 | 495868.5261 | 982474.48 | 9751.5 | 2925.45 | 1773 | 531.9 | 2216.25 | 664.875 | 0 | 0 | 0 | 0 | 0 | 234680.4521 | 2.4 | 155000 | 0 | 0 | 79680.4521 | 259592.012 | 25928.4 | 0 | 657520.412 | 30062.0129 | 0.75548 | 15221 | 12199.0378 | 5.7188 | 69763.7731 |  |  |  |  | 5646.1185 | 1026.567 | 1283.2088 |  | 3011.2632 | 547.5024 | 684.378 |  | 12199.0378 | 2121.5718 | 14320.6096 | 692353.3259 | 68781.3572 | 53.1496 | 761134.6831 | 692353.3259 | 0 | 0 | 0 | 692353.3259 | 0 | 0 | 2011 | 203540.4 | 86.6061 | 17627841.557 | 98481.9942 | 45.4564 | 4476638.303 | 0 | 22104479.8601 | 2367307.5502 | -3.4398 | -8143180.2322 | 302022.3942 | 0 | 0 | 98481.9942 | -3.2938 | -324381.9483 | 4476638.303 | 0 | 0 | 13636917.6796
2001Q1 | 2001 | 2001-02-01 | 2001 | 2 |  | 2001-02-01 | 2001-02-28 | 7.15% | 0.91515 | #REF! | #REF! | 0 | 0 | 0 | 0 | 0 | 0 | 0 | 0 | 0 | 0 | 0 | 0 | 0% | 0% | 0% | 0% | 0% | 0% | 0% | 0% | 0% | 0% | 0% | 0% | 0% | 0% | 0% | 0% | 0% | 0% | 0% | 0% | 0% | 0% | 0% | 0% | 0 | 20 | 4 | 4 | 0 | 28 | 1.5% | 14184 | 2836.8 | 2836.8 |  | 1 | 1 | 1 | 1 | 2836.8 | 567.36 | 567.36 |  | 1 | 1 | 1 | 1 | 19857.6 | 19857.6 | 3971.52 | 3971.52 | 1.1335 | 0 | 0 | 0 | 0 | 0 | 0 | 0 | 0 | 0 | 0 | 0 | 0 | 0 | 0 | 0 | 0 | 0 | 0 | 0% | 0% | 0% | 0% | 0% | 0% | 0% | 0% | 7695.2691 | 0 | 0 | 0 | 0 | 0 | 0 | 0% | 0 | 0 | 0 | 0 | 0 | 0 | 0% | 0% | 0% | 0% | 0% | 0% | 0 | 0 | 0 | 0 | 0 | 0 | 0 | 0 | 0 | 0 | 0 | 0 | 0 | 0 | 0 | 0 | 0 | 0 | 0 | 0 | 0 | 0 | 0 | 0 | 0 | 0 | 0 | 0 | 0 | 0 |  | 0 |  | No | 45 | 8865 | 2659.5 | 1773 | 531.9 | 1773 | 531.9 | 0 | 27.241 | 23.8091 | 439515.0551 | 57.291 | 27.3432 | 447881.2493 | 887396.3045 | 8865 | 2659.5 | 1773 | 531.9 | 1773 | 531.9 | 0 | 0 | 0 | 0 | 0 | 212023.2868 | 2.4 | 140000 | 0 | 0 | 72023.2868 | 222772.3145 | 22271.2 | 0 | 581043.5145 | 27152.7858 | 0.75568 | 13748 | 11018.4858 | 5.7188 | 63012.4402 |  |  |  |  | 5132.835 | 1026.567 | 1026.567 |  | 2737.512 | 547.5024 | 547.5024 |  | 11018.4858 | 7904.5659 | 18923.0517 | 593987.5144 | 249851.3191 | 44.5932 | 843838.8334 | 593987.5144 | 0 | 0 | 0 | 593987.5144 | 0 | 0 | 2012 | 204116.625 | 88.6358 | 18092049.2637 | 98841.2926 | 46.3697 | 4583238.4982 | 0 | 22675287.7619 | 2368390.418 | -3.5205 | -8337808.8654 | 302957.9176 | 0 | 0 | 98841.2926 | -3.3926 | -335332.375 | 4583238.4982 | 0 | 0 | 14002146.5216
2001Q1 | 2001 | 2001-03-01 | 2001 | 3 |  | 2001-03-01 | 2001-03-31 | 7.15% | 0.90971 | #REF! | #REF! | 0 | 0 | 0 | 0 | 0 | 0 | 0 | 0 | 0 | 0 | 0 | 0 | 0% | 0% | 0% | 0% | 0% | 0% | 0% | 0% | 0% | 0% | 0% | 0% | 0% | 0% | 0% | 0% | 0% | 0% | 0% | 0% | 0% | 0% | 0% | 0% | 0 | 22 | 5 | 4 | 0 | 31 | 1.5% | 15602.4 | 3546 | 2836.8 |  | 1 | 1 | 1 | 1 | 3120.48 | 709.2 | 567.36 |  | 1 | 1 | 1 | 1 | 21985.2 | 21985.2 | 4397.04 | 4397.04 | 1.2101 | 0 | 0 | 0 | 0 | 0 | 0 | 0 | 0 | 0 | 0 | 0 | 0 | 0 | 0 | 0 | 0 | 0 | 0 | 0% | 0% | 0% | 0% | 0% | 0% | 0% | 0% | 7697.2234 | 0 | 0 | 0 | 0 | 0 | 0 | 0% | 0 | 0 | 0 | 0 | 0 | 0 | 0% | 0% | 0% | 0% | 0% | 0% | 0 | 0 | 0 | 0 | 0 | 0 | 0 | 0 | 0 | 0 | 0 | 0 | 0 | 0 | 0 | 0 | 0 | 0 | 0 | 0 | 0 | 0 | 0 | 0 | 0 | 0 | 0 | 0 | 0 | 0 |  | 0 |  | No | 45 | 9751.5 | 2925.45 | 2216.25 | 664.875 | 1773 | 531.9 | 0 | 27.241 | 23.8091 | 486605.9539 | 57.291 | 27.3432 | 495868.5261 | 982474.48 | 9751.5 | 2925.45 | 2216.25 | 664.875 | 1773 | 531.9 | 0 | 0 | 0 | 0 | 0 | 234799.683 | 2.4 | 155000 | 0 | 0 | 79799.683 | 235450.3451 | 23386.4 | 0 | 630836.7451 | 30062.0129 | 0.75587 | 15221 | 12199.0378 | 5.7188 | 69763.7731 |  |  |  |  | 5646.1185 | 1283.2088 | 1026.567 |  | 3011.2632 | 684.378 | 547.5024 |  | 12199.0378 | 8751.4837 | 20950.5215 | 638660.8904 | 285540.2347 | 44.1135 | 924201.1251 | 638660.8904 | 0 | 0 | 0 | 638660.8904 | 0 | 0 | 2013 | 203540.4 | 90.8131 | 18484131.5885 | 97198.7854 | 47.6078 | 4627419.116 | 0 | 23111550.7045 | 2355546.9328 | -3.5973 | -8473717.7764 | 300739.1854 | 0 | 0 | 97198.7854 | -3.4944 | -339652.7469 | 4627419.116 | 0 | 0 | 14298180.1812
2001Q2 | 2001 | 2001-04-01 | 2001 | 4 |  | 2001-04-01 | 2001-04-30 | 7.15% | 0.90447 | #REF! | #REF! | 0 | 0 | 0 | 0 | 0 | 0 | 0 | 0 | 0 | 0 | 0 | 0 | 0% | 0% | 0% | 0% | 0% | 0% | 0% | 0% | 0% | 0% | 0% | 0% | 0% | 0% | 0% | 0% | 0% | 0% | 0% | 0% | 0% | 0% | 0% | 0% | 0 | 21 | 4 | 5 | 0 | 30 | 1.5% | 14893.2 | 2836.8 | 3546 |  | 1 | 1 | 1 | 1 | 2978.64 | 567.36 | 709.2 |  | 1 | 1 | 1 | 1 | 21276 | 21276 | 4255.2 | 4255.2 | 1.295 | 0 | 0 | 0 | 0 | 0 | 0 | 0 | 0 | 0 | 0 | 0 | 0 | 0 | 0 | 0 | 0 | 0 | 0 | 0% | 0% | 0% | 0% | 0% | 0% | 0% | 0% | 7699.1778 | 0 | 0 | 0 | 0 | 0 | 0 | 0% | 0 | 0 | 0 | 0 | 0 | 0 | 0% | 0% | 0% | 0% | 0% | 0% | 0 | 0 | 0 | 0 | 0 | 0 | 0 | 0 | 0 | 0 | 0 | 0 | 0 | 0 | 0 | 0 | 0 | 0 | 0 | 0 | 0 | 0 | 0 | 0 | 0 | 0 | 0 | 0 | 0 | 0 |  | 0 |  | No | 45 | 9308.25 | 2792.475 | 1773 | 531.9 | 2216.25 | 664.875 | 0 | 27.241 | 23.8091 | 470908.9877 | 57.291 | 27.3432 | 479872.7672 | 950781.7548 | 9308.25 | 2792.475 | 1773 | 531.9 | 2216.25 | 664.875 | 0 | 0 | 0 | 0 | 0 | 227283.1921 | 2.4 | 150000 | 0 | 0 | 77283.1921 | 218581.2505 | 21552 | 0 | 600133.2505 | 29092.2705 | 0.75606 | 14730 | 11805.5205 | 5.7188 | 67513.3288 |  |  |  |  | 5389.4768 | 1026.567 | 1283.2088 |  | 2874.3876 | 547.5024 | 684.378 |  | 11805.5205 | 2053.134 | 13858.6545 | 608917.132 | 61470.0639 | 48.3732 | 670387.1959 | 608917.132 | 0 | 0 | 0 | 608917.132 | 0 | 0 | 2014 | 203540.4 | 92.9926 | 18927750.7466 | 97506.7556 | 48.2579 | 4705470.9341 | 0 | 23633221.6807 | 2362781.6535 | -3.6689 | -8668852.0394 | 301047.1556 | 0 | 0 | 97506.7556 | -3.5992 | -350950.7895 | 4705470.9341 | 0 | 0 | 14613418.8519
2001Q2 | 2001 | 2001-05-01 | 2001 | 5 | 2001-05-28 | 2001-05-01 | 2001-05-31 | 7.15% | 0.8991 | #REF! | #REF! | 0 | 0 | 0 | 0 | 0 | 0 | 0 | 0 | 0 | 0 | 0 | 0 | 0% | 0% | 0% | 0% | 0% | 0% | 0% | 0% | 0% | 0% | 0% | 0% | 0% | 0% | 0% | 0% | 0% | 0% | 0% | 0% | 0% | 0% | 0% | 0% | 0 | 22 | 4 | 4 | 1 | 31 | 1.5% | 15602.4 | 2836.8 | 3546 |  | 1 | 1 | 1 | 1 | 3120.48 | 567.36 | 709.2 |  | 1 | 1 | 1 | 1 | 21985.2 | 21985.2 | 4397.04 | 4397.04 | 1.3771 | 0 | 0 | 0 | 0 | 0 | 0 | 0 | 0 | 0 | 0 | 0 | 0 | 0 | 0 | 0 | 0 | 0 | 0 | 0% | 0% | 0% | 0% | 0% | 0% | 0% | 0% | 7701.1321 | 0 | 0 | 0 | 0 | 0 | 0 | 0% | 0 | 0 | 0 | 0 | 0 | 0 | 0% | 0% | 0% | 0% | 0% | 0% | 0 | 0 | 0 | 0 | 0 | 0 | 0 | 0 | 0 | 0 | 0 | 0 | 0 | 0 | 0 | 0 | 0 | 0 | 0 | 0 | 0 | 0 | 0 | 0 | 0 | 0 | 0 | 0 | 0 | 0 |  | 0 |  | No | 45 | 11701.8 | 0 | 2127.6 | 0 | 2659.5 | 0 | 0 | 27.8948 | 24.3805 | 459954.9201 | 58.6659 | 27.9994 | 982067.7797 | 1442022.6998 | 11701.8 | 0 | 2127.6 | 0 | 2659.5 | 0 | 0 | 0 | 0 | 0 | 0 | 203173.1148 | 2.4 | 155000 | 0 | 0 | 48173.1148 | 134259.068 | 21879.8 | 0 | 528138.868 | 26035.9731 | 0.75625 | 15221 | 9547.0731 | 5.7188 | 54597.7354 |  |  |  |  | 3764.079 | 684.378 | 855.4725 |  | 3011.2632 | 547.5024 | 684.378 |  | 9547.0731 | 12729.4308 | 22276.5039 | 498183.2516 | 380100.8009 | 39.4265 | 878284.0524 | 498183.2516 | 0 | 0 | 0 | 498183.2516 | 0 | 0 | 2015 | 203540.4 | 95.2244 | 19382016.7645 | 97506.7555 | 49.8231 | 4858088.5735 | 0 | 24240105.338 | 2364427.9121 | -3.7316 | -8823055.7289 | 301047.1556 | 0 | 0 | 97506.7555 | -3.7072 | -361479.3131 | 4858088.5735 | 0 | 0 | 15055570.2959
2001Q2 | 2001 | 2001-06-01 | 2001 | 6 |  | 2001-06-01 | 2001-06-30 | 7.15% | 0.89393 | #REF! | #REF! | 0 | 0 | 0 | 0 | 0 | 0 | 0 | 0 | 0 | 0 | 0 | 0 | 0% | 0% | 0% | 0% | 0% | 0% | 0% | 0% | 0% | 0% | 0% | 0% | 0% | 0% | 0% | 0% | 0% | 0% | 0% | 0% | 0% | 0% | 0% | 0% | 0 | 21 | 5 | 4 | 0 | 30 | 1.5% | 14893.2 | 3546 | 2836.8 |  | 1 | 1 | 1 | 1 | 2978.64 | 709.2 | 567.36 |  | 1 | 1 | 1 | 1 | 21276 | 21276 | 4255.2 | 4255.2 | 1.462 | 0 | 0 | 0 | 0 | 0 | 0 | 0 | 0 | 0 | 0 | 0 | 0 | 0 | 0 | 0 | 0 | 0 | 0 | 0% | 0% | 0% | 0% | 0% | 0% | 0% | 0% | 7703.0864 | 0 | 0 | 0 | 0 | 0 | 0 | 0% | 0 | 0 | 0 | 0 | 0 | 0 | 0% | 0% | 0% | 0% | 0% | 0% | 0 | 0 | 0 | 0 | 0 | 0 | 0 | 0 | 0 | 0 | 0 | 0 | 0 | 0 | 0 | 0 | 0 | 0 | 0 | 0 | 0 | 0 | 0 | 0 | 0 | 0 | 0 | 0 | 0 | 0 |  | 0 |  | No | 45 | 11169.9 | 0 | 2659.5 | 0 | 2127.6 | 0 | 0 | 27.8948 | 24.3805 | 445117.6646 | 58.6659 | 27.9994 | 950388.1739 | 1395505.8386 | 11169.9 | 0 | 2659.5 | 0 | 2127.6 | 0 | 0 | 0 | 0 | 0 | 0 | 196669.0395 | 2.4 | 150000 | 0 | 0 | 46669.0395 | 130377.0947 | 21084 | 0 | 511461.0947 | 25196.103 | 0.75644 | 14730 | 9239.103 | 5.7188 | 52836.5182 |  |  |  |  | 3592.9845 | 855.4725 | 684.378 |  | 2874.3876 | 684.378 | 547.5024 |  | 9239.103 | 0 | 9239.103 | 456471.4857 | 0 | 49.4065 | 456471.4857 | 456471.4857 | 0 | 0 | 0 | 456471.4857 | 0 | 0 | 2016 | 204116.625 | 97.4561 | 19892418.5358 | 97250.1138 | 50.9958 | 4959349.312 | 0 | 24851767.8478 | 2340738.5732 | -3.7986 | -8891530.2153 | 301366.7388 | 0 | 0 | 97250.1138 | -3.8184 | -371343.7214 | 4959349.312 | 0 | 0 | 15588893.9111
2001Q3 | 2001 | 2001-07-01 | 2001 | 7 | 2001-07-04 | 2001-07-01 | 2001-07-31 | 7.15% | 0.88861 | #REF! | #REF! | 0 | 0 | 0 | 0 | 0 | 0 | 0 | 0 | 0 | 0 | 0 | 0 | 0% | 0% | 0% | 0% | 0% | 0% | 0% | 0% | 0% | 0% | 0% | 0% | 0% | 0% | 0% | 0% | 0% | 0% | 0% | 0% | 0% | 0% | 0% | 0% | 0 | 21 | 4 | 5 | 1 | 31 | 1.5% | 14893.2 | 2836.8 | 4255.2 |  | 1 | 1 | 1 | 1 | 2978.64 | 567.36 | 851.04 |  | 1 | 1 | 1 | 1 | 21985.2 | 21985.2 | 4397.04 | 4397.04 | 1.5441 | 0 | 0 | 0 | 0 | 0 | 0 | 0 | 0 | 0 | 0 | 0 | 0 | 0 | 0 | 0 | 0 | 0 | 0 | 0% | 0% | 0% | 0% | 0% | 0% | 0% | 0% | 7705.0407 | 0 | 0 | 0 | 0 | 0 | 0 | 0% | 0 | 0 | 0 | 0 | 0 | 0 | 0% | 0% | 0% | 0% | 0% | 0% | 0 | 0 | 0 | 0 | 0 | 0 | 0 | 0 | 0 | 0 | 0 | 0 | 0 | 0 | 0 | 0 | 0 | 0 | 0 | 0 | 0 | 0 | 0 | 0 | 0 | 0 | 0 | 0 | 0 | 0 |  | 0 |  | No | 45 | 11169.9 | 0 | 2127.6 | 0 | 3191.4 | 0 | 0 | 27.8948 | 24.3805 | 459954.9201 | 58.6659 | 27.9994 | 982067.7797 | 1442022.6998 | 11169.9 | 0 | 2127.6 | 0 | 3191.4 | 0 | 0 | 0 | 0 | 0 | 0 | 203276.2335 | 2.4 | 155000 | 0 | 0 | 48276.2335 | 135674.3371 | 21662.8 | 0 | 529337.1371 | 26035.9731 | 0.75663 | 15221 | 9547.0731 | 5.7188 | 54597.7354 |  |  |  |  | 3592.9845 | 684.378 | 1026.567 |  | 2874.3876 | 547.5024 | 821.2536 |  | 9547.0731 | 12729.4308 | 22276.5039 | 599289.0828 | 383801.1318 | 44.1313 | 983090.2146 | 599289.0828 | 0 | 0 | 0 | 599289.0828 | 0 | 0 | 2017 | 203540.4 | 99.85 | 20323517.6109 | 97164.5665 | 51.5202 | 5005942.5581 | 0 | 25329460.169 | 2343052.5989 | -3.8758 | -9081156.0797 | 300704.9666 | 0 | 0 | 97164.5665 | -3.933 | -382147.5763 | 5005942.5581 | 0 | 0 | 15866156.513
2001Q3 | 2001 | 2001-08-01 | 2001 | 8 |  | 2001-08-01 | 2001-08-31 | 7.15% | 0.88333 | #REF! | #REF! | 0 | 0 | 0 | 0 | 0 | 0 | 0 | 0 | 0 | 0 | 0 | 0 | 0% | 0% | 0% | 0% | 0% | 0% | 0% | 0% | 0% | 0% | 0% | 0% | 0% | 0% | 0% | 0% | 0% | 0% | 0% | 0% | 0% | 0% | 0% | 0% | 0 | 23 | 4 | 4 | 0 | 31 | 1.5% | 16311.6 | 2836.8 | 2836.8 |  | 1 | 1 | 1 | 1 | 3262.32 | 567.36 | 567.36 |  | 1 | 1 | 1 | 1 | 21985.2 | 21985.2 | 4397.04 | 4397.04 | 1.629 | 0 | 0 | 0 | 0 | 0 | 0 | 0 | 0 | 0 | 0 | 0 | 0 | 0 | 0 | 0 | 0 | 0 | 0 | 0% | 0% | 0% | 0% | 0% | 0% | 0% | 0% | 7706.995 | 0 | 0 | 0 | 0 | 0 | 0 | 0% | 0 | 0 | 0 | 0 | 0 | 0 | 0% | 0% | 0% | 0% | 0% | 0% | 0 | 0 | 0 | 0 | 0 | 0 | 0 | 0 | 0 | 0 | 0 | 0 | 0 | 0 | 0 | 0 | 0 | 0 | 0 | 0 | 0 | 0 | 0 | 0 | 0 | 0 | 0 | 0 | 0 | 0 |  | 0 |  | No | 45 | 12233.7 | 0 | 2127.6 | 0 | 2127.6 | 0 | 0 | 27.8948 | 24.3805 | 459954.9201 | 58.6659 | 27.9994 | 982067.7797 | 1442022.6998 | 12233.7 | 0 | 2127.6 | 0 | 2127.6 | 0 | 0 | 0 | 0 | 0 | 0 | 203327.7928 | 2.4 | 155000 | 0 | 0 | 48327.7928 | 136439.1241 | 21669 | 0 | 530108.1241 | 26035.9731 | 0.75683 | 15221 | 9547.0731 | 5.7188 | 54597.7354 |  |  |  |  | 3935.1735 | 684.378 | 684.378 |  | 3148.1388 | 547.5024 | 547.5024 |  | 9547.0731 | 12729.4308 | 22276.5039 | 848831.6247 | 423635.4602 | 57.1215 | 1272467.0849 | 848831.6247 | 0 | 0 | 0 | 848831.6247 | 0 | 0 | 2018 | 203540.4 | 102.2464 | 20811282.0336 | 96514.4074 | 51.642 | 4984192.705 | 0 | 25795474.7386 | 2345258.8573 | -3.9555 | -9276568.2236 | 300054.8074 | 0 | 0 | 96514.4074 | -4.051 | -390978.2202 | 4984192.705 | 0 | 0 | 16127928.2948
2001Q3 | 2001 | 2001-09-01 | 2001 | 9 | 2001-09-03 | 2001-09-01 | 2001-09-30 | 7.15% | 0.87825 | #REF! | #REF! | 0 | 0 | 0 | 0 | 0 | 0 | 0 | 0 | 0 | 0 | 0 | 0 | 0% | 0% | 0% | 0% | 0% | 0% | 0% | 0% | 0% | 0% | 0% | 0% | 0% | 0% | 0% | 0% | 0% | 0% | 0% | 0% | 0% | 0% | 0% | 0% | 0 | 19 | 5 | 5 | 1 | 30 | 1.5% | 13474.8 | 3546 | 4255.2 |  | 1 | 1 | 1 | 1 | 2694.96 | 709.2 | 851.04 |  | 1 | 1 | 1 | 1 | 21276 | 21276 | 4255.2 | 4255.2 | 1.7139 | 0 | 0 | 0 | 0 | 0 | 0 | 0 | 0 | 0 | 0 | 0 | 0 | 0 | 0 | 0 | 0 | 0 | 0 | 0% | 0% | 0% | 0% | 0% | 0% | 0% | 0% | 7708.9494 | 0 | 0 | 0 | 0 | 0 | 0 | 0% | 0 | 0 | 0 | 0 | 0 | 0 | 0% | 0% | 0% | 0% | 0% | 0% | 0 | 0 | 0 | 0 | 0 | 0 | 0 | 0 | 0 | 0 | 0 | 0 | 0 | 0 | 0 | 0 | 0 | 0 | 0 | 0 | 0 | 0 | 0 | 0 | 0 | 0 | 0 | 0 | 0 | 0 |  | 0 |  | No | 45 | 10106.1 | 0 | 2659.5 | 0 | 3191.4 | 0 | 0 | 27.8948 | 24.3805 | 445117.6646 | 58.6659 | 27.9994 | 950388.1739 | 1395505.8386 | 10106.1 | 0 | 2659.5 | 0 | 3191.4 | 0 | 0 | 0 | 0 | 0 | 0 | 196818.7279 | 2.4 | 150000 | 0 | 0 | 46818.7279 | 132780.9134 | 20790 | 0 | 513570.9134 | 25196.103 | 0.75702 | 14730 | 9239.103 | 5.7188 | 52836.5182 |  |  |  |  | 3250.7955 | 855.4725 | 1026.567 |  | 2600.6364 | 684.378 | 821.2536 |  | 9239.103 | 12318.804 | 21557.907 | 683586.3195 | 386933.6308 | 49.6579 | 1070519.9502 | 683586.3195 | 0 | 0 | 0 | 683586.3195 | 0 | 0 | 2019 | 203540.4 | 104.7004 | 21310752.8024 | 96514.4074 | 53.8459 | 5196903.0279 | 0 | 26507655.8303 | 2352659.2667 | -4.0502 | -9528754.0111 | 300054.8074 | 0 | 0 | 96514.4074 | -4.1725 | -402707.5668 | 5196903.0279 | 0 | 0 | 16576194.2524
2001Q4 | 2001 | 2001-10-01 | 2001 | 10 |  | 2001-10-01 | 2001-10-31 | 7.15% | 0.87303 | #REF! | #REF! | 0 | 0 | 0 | 0 | 0 | 0 | 0 | 0 | 0 | 0 | 0 | 0 | 0% | 0% | 0% | 0% | 0% | 0% | 0% | 0% | 0% | 0% | 0% | 0% | 0% | 0% | 0% | 0% | 0% | 0% | 0% | 0% | 0% | 0% | 0% | 0% | 0 | 23 | 4 | 4 | 0 | 31 | 1.5% | 16311.6 | 2836.8 | 2836.8 |  | 1 | 1 | 1 | 1 | 3262.32 | 567.36 | 567.36 |  | 1 | 1 | 1 | 1 | 21985.2 | 21985.2 | 4397.04 | 4397.04 | 1.796 | 0 | 0 | 0 | 0 | 0 | 0 | 0 | 0 | 0 | 0 | 0 | 0 | 0 | 0 | 0 | 0 | 0 | 0 | 0% | 0% | 0% | 0% | 0% | 0% | 0% | 0% | 7710.9037 | 0 | 0 | 0 | 0 | 0 | 0 | 0% | 0 | 0 | 0 | 0 | 0 | 0 | 0% | 0% | 0% | 0% | 0% | 0% | 0 | 0 | 0 | 0 | 0 | 0 | 0 | 0 | 0 | 0 | 0 | 0 | 0 | 0 | 0 | 0 | 0 | 0 | 0 | 0 | 0 | 0 | 0 | 0 | 0 | 0 | 0 | 0 | 0 | 0 |  | 0 |  | No | 45 | 10194.75 | 3058.425 | 1773 | 531.9 | 1773 | 531.9 | 0 | 27.8948 | 24.3805 | 498284.4968 | 58.6659 | 27.9994 | 507769.3707 | 1006053.8675 | 10194.75 | 3058.425 | 1773 | 531.9 | 1773 | 531.9 | 0 | 0 | 0 | 0 | 0 | 235216.9914 | 2.4 | 155000 | 0 | 0 | 80216.9914 | 235612.3234 | 21421 | 0 | 629033.3234 | 30062.0128 | 0.75721 | 15221 | 12199.0378 | 5.7188 | 69763.7731 |  |  |  |  | 5902.7603 | 1026.567 | 1026.567 |  | 3148.1388 | 547.5024 | 547.5024 |  | 12199.0378 | 8751.4837 | 20950.5215 | 784548.6641 | 265398.8857 | 50.1156 | 1049947.5498 | 784548.6641 | 0 | 0 | 0 | 784548.6641 | 0 | 0 | 2020 | 204116.625 | 107.1542 | 21871945.4846 | 97215.8949 | 53.842 | 5234302.1609 | 0 | 27106247.6455 | 2370185.4022 | -4.157 | -9852789.8491 | 301332.5199 | 0 | 0 | 97215.8949 | -4.2977 | -417803.5679 | 5234302.1609 | 0 | 0 | 16835654.2285
2001Q4 | 2001 | 2001-11-01 | 2001 | 11 | 2001-11-22 | 2001-11-01 | 2001-11-30 | 7.15% | 0.868 | #REF! | #REF! | 0 | 0 | 0 | 0 | 0 | 0 | 0 | 0 | 0 | 0 | 0 | 0 | 0% | 0% | 0% | 0% | 0% | 0% | 0% | 0% | 0% | 0% | 0% | 0% | 0% | 0% | 0% | 0% | 0% | 0% | 0% | 0% | 0% | 0% | 0% | 0% | 0 | 21 | 4 | 4 | 1 | 30 | 1.5% | 14893.2 | 2836.8 | 3546 |  | 1 | 1 | 1 | 1 | 2978.64 | 567.36 | 709.2 |  | 1 | 1 | 1 | 1 | 21276 | 21276 | 4255.2 | 4255.2 | 1.8809 | 0 | 0 | 0 | 0 | 0 | 0 | 0 | 0 | 0 | 0 | 0 | 0 | 0 | 0 | 0 | 0 | 0 | 0 | 0% | 0% | 0% | 0% | 0% | 0% | 0% | 0% | 7712.858 | 0 | 0 | 0 | 0 | 0 | 0 | 0% | 0 | 0 | 0 | 0 | 0 | 0 | 0% | 0% | 0% | 0% | 0% | 0% | 0 | 0 | 0 | 0 | 0 | 0 | 0 | 0 | 0 | 0 | 0 | 0 | 0 | 0 | 0 | 0 | 0 | 0 | 0 | 0 | 0 | 0 | 0 | 0 | 0 | 0 | 0 | 0 | 0 | 0 |  | 0 |  | No | 45 | 9308.25 | 2792.475 | 1773 | 531.9 | 2216.25 | 664.875 | 0 | 27.8948 | 24.3805 | 482210.8034 | 58.6659 | 27.9994 | 491389.7136 | 973600.5169 | 9308.25 | 2792.475 | 1773 | 531.9 | 2216.25 | 664.875 | 0 | 0 | 0 | 0 | 0 | 227687.0389 | 2.4 | 150000 | 0 | 0 | 77687.0389 | 235913.3065 | 21312 | 0 | 617225.3065 | 29092.2705 | 0.7574 | 14730 | 11805.5205 | 5.7188 | 67513.3288 |  |  |  |  | 5389.4768 | 1026.567 | 1283.2088 |  | 2874.3876 | 547.5024 | 684.378 |  | 9837.9337 | 8469.1777 | 18307.1115 | 580826.996 | 295020.3881 | 47.8419 | 875847.3841 | 580826.996 | 0 | 0 | 0 | 580826.996 | 0 | 0 | 2021 | 203540.4 | 109.7863 | 22345943.9305 | 95676.0444 | 55.4577 | 5305973.0784 | 0 | 27651917.0089 | 2360686.8556 | -4.2586 | -10053224.7385 | 299216.4444 | 0 | 0 | 95676.0444 | -4.4266 | -423521.3442 | 5305973.0784 | 0 | 0 | 17175170.9261
2001Q4 | 2001 | 2001-12-01 | 2001 | 12 | 2001-12-25 | 2001-12-01 | 2001-12-31 | 7.15% | 0.86284 | #REF! | #REF! | 0 | 0 | 0 | 0 | 0 | 0 | 0 | 0 | 0 | 0 | 0 | 0 | 0% | 0% | 0% | 0% | 0% | 0% | 0% | 0% | 0% | 0% | 0% | 0% | 0% | 0% | 0% | 0% | 0% | 0% | 0% | 0% | 0% | 0% | 0% | 0% | 0 | 20 | 5 | 5 | 1 | 31 | 1.5% | 14184 | 3546 | 4255.2 |  | 1 | 1 | 1 | 1 | 2836.8 | 709.2 | 851.04 |  | 1 | 1 | 1 | 1 | 21985.2 | 21985.2 | 4397.04 | 4397.04 | 1.963 | 0 | 0 | 0 | 0 | 0 | 0 | 0 | 0 | 0 | 0 | 0 | 0 | 0 | 0 | 0 | 0 | 0 | 0 | 0% | 0% | 0% | 0% | 0% | 0% | 0% | 0% | 7714.8123 | 0 | 0 | 0 | 0 | 0 | 0 | 0% | 0 | 0 | 0 | 0 | 0 | 0 | 0% | 0% | 0% | 0% | 0% | 0% | 0 | 0 | 0 | 0 | 0 | 0 | 0 | 0 | 0 | 0 | 0 | 0 | 0 | 0 | 0 | 0 | 0 | 0 | 0 | 0 | 0 | 0 | 0 | 0 | 0 | 0 | 0 | 0 | 0 | 0 |  | 0 |  | No | 45 | 8865 | 2659.5 | 2216.25 | 664.875 | 2659.5 | 797.85 | 0 | 27.8948 | 24.3805 | 498284.4968 | 58.6659 | 27.9994 | 507769.3707 | 1006053.8675 | 8865 | 2659.5 | 2216.25 | 664.875 | 2659.5 | 797.85 | 0 | 0 | 0 | 0 | 0 | 235336.2224 | 2.4 | 155000 | 0 | 0 | 80336.2224 | 252453.2259 | 22506 | 0 | 646959.2259 | 30062.0128 | 0.75759 | 15221 | 12199.0379 | 5.7188 | 69763.7731 |  |  |  |  | 5132.835 | 1283.2088 | 1539.8505 |  | 2737.512 | 684.378 | 821.2536 |  | 9837.9338 | 8751.4837 | 18589.4174 | 565031.2056 | 307232.6175 | 46.9226 | 872263.8231 | 565031.2056 | 0 | 0 | 0 | 565031.2056 | 0 | 0 | 2022 | 203540.4 | 112.4212 | 22882246.5848 | 20890.6384 | 56.2069 | 1174197.4896 | 0 | 24056444.0744 | 1761866.7263 | -4.7653 | -8395843.5556 | 224431.0385 | 0 | 0 | 20890.6384 | -4.5594 | -95249.1324 | 1174197.4896 | 0 | 0 | 15565351.3865
2002Q1 | 2002 | 2002-01-01 | 2002 | 1 | 2002-01-01 | 2002-01-01 | 2002-01-31 | 7.15% | 0.85771 | #REF! | #REF! | 0 | 0 | 0 | 0 | 0 | 0 | 0 | 0 | 0 | 0 | 0 | 0 | 0% | 0% | 0% | 0% | 0% | 0% | 0% | 0% | 0% | 0% | 0% | 0% | 0% | 0% | 0% | 0% | 0% | 0% | 0% | 0% | 0% | 0% | 0% | 0% | 0 | 22 | 4 | 4 | 1 | 31 | 1.5% | 15602.4 | 2836.8 | 3546 |  | 1 | 1 | 1 | 1 | 3120.48 | 567.36 | 709.2 |  | 1 | 1 | 1 | 1 | 21985.2 | 21985.2 | 4397.04 | 4397.04 | 2.0479 | 0 | 0 | 0 | 0 | 0 | 0 | 0 | 0 | 0 | 0 | 0 | 0 | 0 | 0 | 0 | 0 | 0 | 0 | 0% | 0% | 0% | 0% | 0% | 0% | 0% | 0% | 7716.7666 | 0 | 0 | 0 | 0 | 0 | 0 | 0% | 0 | 0 | 0 | 0 | 0 | 0 | 0% | 0% | 0% | 0% | 0% | 0% | 0 | 0 | 0 | 0 | 0 | 0 | 0 | 0 | 0 | 0 | 0 | 0 | 0 | 0 | 0 | 0 | 0 | 0 | 0 | 0 | 0 | 0 | 0 | 0 | 0 | 0 | 0 | 0 | 0 | 0 |  | 0 |  | No | 45 | 9751.5 | 2925.45 | 1773 | 531.9 | 2216.25 | 664.875 | 0 | 27.8948 | 24.3805 | 498284.4968 | 58.6659 | 27.9994 | 507769.3707 | 1006053.8675 | 9751.5 | 2925.45 | 1773 | 531.9 | 2216.25 | 664.875 | 0 | 0 | 0 | 0 | 0 | 235395.8379 | 2.4 | 155000 | 0 | 0 | 80395.8379 | 242566.3966 | 22599 | 0 | 637165.3966 | 30062.0129 | 0.75779 | 15221 | 12199.0378 | 5.8904 | 71856.6863 |  |  |  |  | 5646.1185 | 1026.567 | 1283.2088 |  | 3011.2632 | 547.5024 | 684.378 |  | 10231.4511 | 0 | 10231.4511 | 519491.8719 | 0 | 50.774 | 519491.8719 | 519491.8719 | 0 | 0 | 0 | 519491.8719 | 0 | 0 | Total | 4684886.55 |  | 410724050.8872 | 2435393.3319 |  | 114245486.9023 | 0 | 524969537.7895 | 55758266.8143 |  | -184135808.376 | 7120279.8819 |  | -1839564.692 | 2435393.3319 |  | -9443511.6471 | 106500044.7118 |  | 0 | 329550653.0743
2002Q1 | 2002 | 2002-02-01 | 2002 | 2 |  | 2002-02-01 | 2002-02-28 | 7.15% | 0.85311 | #REF! | #REF! | 0 | 0 | 0 | 0 | 0 | 0 | 0 | 0 | 0 | 0 | 0 | 0 | 0% | 0% | 0% | 0% | 0% | 0% | 0% | 0% | 0% | 0% | 0% | 0% | 0% | 0% | 0% | 0% | 0% | 0% | 0% | 0% | 0% | 0% | 0% | 0% | 0 | 20 | 4 | 4 | 0 | 28 | 1.5% | 14184 | 2836.8 | 2836.8 |  | 1 | 1 | 1 | 1 | 2836.8 | 567.36 | 567.36 |  | 1 | 1 | 1 | 1 | 19857.6 | 19857.6 | 3971.52 | 3971.52 | 2.1328 | 0 | 0 | 0 | 0 | 0 | 0 | 0 | 0 | 0 | 0 | 0 | 0 | 0 | 0 | 0 | 0 | 0 | 0 | 0% | 0% | 0% | 0% | 0% | 0% | 0% | 0% | 7718.721 | 0 | 0 | 0 | 0 | 0 | 0 | 0% | 0 | 0 | 0 | 0 | 0 | 0 | 0% | 0% | 0% | 0% | 0% | 0% | 0 | 0 | 0 | 0 | 0 | 0 | 0 | 0 | 0 | 0 | 0 | 0 | 0 | 0 | 0 | 0 | 0 | 0 | 0 | 0 | 0 | 0 | 0 | 0 | 0 | 0 | 0 | 0 | 0 | 0 |  | 0 |  | No | 45 | 8865 | 2659.5 | 1773 | 531.9 | 1773 | 531.9 | 0 | 27.8948 | 24.3805 | 450063.4165 | 58.6659 | 27.9994 | 458630.3993 | 908693.8158 | 8865 | 2659.5 | 1773 | 531.9 | 1773 | 531.9 | 0 | 0 | 0 | 0 | 0 | 212669.4418 | 2.4 | 140000 | 0 | 0 | 72669.4418 | 203016.6616 | 19555.2 | 0 | 558571.8616 | 27152.7858 | 0.75798 | 13748 | 11018.4858 | 5.8904 | 64902.8134 |  |  |  |  | 5132.835 | 1026.567 | 1026.567 |  | 2737.512 | 547.5024 | 547.5024 |  | 9444.4164 | 1916.2584 | 11360.6748 | 425821.97 | 54440.2213 | 42.2741 | 480262.1913 | 425821.97 | 0 | 0 | 0 | 425821.97 | 0 | 0
2002Q1 | 2002 | 2002-03-01 | 2002 | 3 |  | 2002-03-01 | 2002-03-31 | 7.15% | 0.84803 | #REF! | #REF! | 0 | 0 | 0 | 0 | 0 | 0 | 0 | 0 | 0 | 0 | 0 | 0 | 0% | 0% | 0% | 0% | 0% | 0% | 0% | 0% | 0% | 0% | 0% | 0% | 0% | 0% | 0% | 0% | 0% | 0% | 0% | 0% | 0% | 0% | 0% | 0% | 0 | 21 | 5 | 5 | 0 | 31 | 1.5% | 14893.2 | 3546 | 3546 |  | 1 | 1 | 1 | 1 | 2978.64 | 709.2 | 709.2 |  | 1 | 1 | 1 | 1 | 21985.2 | 21985.2 | 4397.04 | 4397.04 | 2.2094 | 0 | 0 | 0 | 0 | 0 | 0 | 0 | 0 | 0 | 0 | 0 | 0 | 0 | 0 | 0 | 0 | 0 | 0 | 0% | 0% | 0% | 0% | 0% | 0% | 0% | 0% | 7720.6753 | 0 | 0 | 0 | 0 | 0 | 0 | 0% | 0 | 0 | 0 | 0 | 0 | 0 | 0% | 0% | 0% | 0% | 0% | 0% | 0 | 0 | 0 | 0 | 0 | 0 | 0 | 0 | 0 | 0 | 0 | 0 | 0 | 0 | 0 | 0 | 0 | 0 | 0 | 0 | 0 | 0 | 0 | 0 | 0 | 0 | 0 | 0 | 0 | 0 |  | 0 |  | No | 45 | 9308.25 | 2792.475 | 2216.25 | 664.875 | 2216.25 | 664.875 | 0 | 27.8948 | 24.3805 | 498284.4968 | 58.6659 | 27.9994 | 507769.3707 | 1006053.8675 | 9308.25 | 2792.475 | 2216.25 | 664.875 | 2216.25 | 664.875 | 0 | 0 | 0 | 0 | 0 | 235515.0689 | 2.4 | 155000 | 0 | 0 | 80515.0689 | 212913.6178 | 20813.4 | 0 | 605727.0178 | 30062.0129 | 0.75817 | 15221 | 12199.0379 | 5.8904 | 71856.6863 |  |  |  |  | 5389.4768 | 1283.2088 | 1283.2088 |  | 2874.3876 | 684.378 | 684.378 |  | 10231.4511 | 8751.4837 | 18982.9348 | 431207.5582 | 245335.0975 | 35.6395 | 676542.6557 | 431207.5582 | 0 | 0 | 0 | 431207.5582 | 0 | 0
2002Q2 | 2002 | 2002-04-01 | 2002 | 4 |  | 2002-04-01 | 2002-04-30 | 7.15% | 0.84316 | #REF! | #REF! | 0 | 0 | 0 | 0 | 0 | 0 | 0 | 0 | 0 | 0 | 0 | 0 | 0% | 0% | 0% | 0% | 0% | 0% | 0% | 0% | 0% | 0% | 0% | 0% | 0% | 0% | 0% | 0% | 0% | 0% | 0% | 0% | 0% | 0% | 0% | 0% | 0 | 22 | 4 | 4 | 0 | 30 | 1.5% | 15602.4 | 2836.8 | 2836.8 |  | 1 | 1 | 1 | 1 | 3120.48 | 567.36 | 567.36 |  | 1 | 1 | 1 | 1 | 21276 | 21276 | 4255.2 | 4255.2 | 2.2943 | 0 | 0 | 0 | 0 | 0 | 0 | 0 | 0 | 0 | 0 | 0 | 0 | 0 | 0 | 0 | 0 | 0 | 0 | 0% | 0% | 0% | 0% | 0% | 0% | 0% | 0% | 7722.6296 | 0 | 0 | 0 | 0 | 0 | 0 | 0% | 0 | 0 | 0 | 0 | 0 | 0 | 0% | 0% | 0% | 0% | 0% | 0% | 0 | 0 | 0 | 0 | 0 | 0 | 0 | 0 | 0 | 0 | 0 | 0 | 0 | 0 | 0 | 0 | 0 | 0 | 0 | 0 | 0 | 0 | 0 | 0 | 0 | 0 | 0 | 0 | 0 | 0 |  | 0 |  | No | 45 | 9751.5 | 2925.45 | 1773 | 531.9 | 1773 | 531.9 | 0 | 27.8948 | 24.3805 | 482210.8034 | 58.6659 | 27.9994 | 491389.7136 | 973600.5169 | 9751.5 | 2925.45 | 1773 | 531.9 | 1773 | 531.9 | 0 | 0 | 0 | 0 | 0 | 227975.501 | 2.4 | 150000 | 0 | 0 | 77975.501 | 199599.2975 | 19332 | 0 | 578931.2975 | 29092.2705 | 0.75836 | 14730 | 11805.5205 | 5.8904 | 69538.7286 |  |  |  |  | 5646.1185 | 1026.567 | 1026.567 |  | 3011.2632 | 547.5024 | 547.5024 |  | 11805.5205 | 0 | 11805.5205 | 474577.6959 | 0 | 40.1996 | 474577.6959 | 474577.6959 | 0 | 0 | 0 | 474577.6959 | 0 | 0
2002Q2 | 2002 | 2002-05-01 | 2002 | 5 | 2002-05-27 | 2002-05-01 | 2002-05-31 | 7.15% | 0.83814 | #REF! | #REF! | 0 | 0 | 0 | 0 | 0 | 0 | 0 | 0 | 0 | 0 | 0 | 0 | 0% | 0% | 0% | 0% | 0% | 0% | 0% | 0% | 0% | 0% | 0% | 0% | 0% | 0% | 0% | 0% | 0% | 0% | 0% | 0% | 0% | 0% | 0% | 0% | 0 | 22 | 4 | 4 | 1 | 31 | 1.5% | 15602.4 | 2836.8 | 3546 |  | 1 | 1 | 1 | 1 | 3120.48 | 567.36 | 709.2 |  | 1 | 1 | 1 | 1 | 21985.2 | 21985.2 | 4397.04 | 4397.04 | 2.3765 | 0 | 0 | 0 | 0 | 0 | 0 | 0 | 0 | 0 | 0 | 0 | 0 | 0 | 0 | 0 | 0 | 0 | 0 | 0% | 0% | 0% | 0% | 0% | 0% | 0% | 0% | 7724.5839 | 0 | 0 | 0 | 0 | 0 | 0 | 0% | 0 | 0 | 0 | 0 | 0 | 0 | 0% | 0% | 0% | 0% | 0% | 0% | 0 | 0 | 0 | 0 | 0 | 0 | 0 | 0 | 0 | 0 | 0 | 0 | 0 | 0 | 0 | 0 | 0 | 0 | 0 | 0 | 0 | 0 | 0 | 0 | 0 | 0 | 0 | 0 | 0 | 0 |  | 0 |  | No | 45 | 11701.8 | 0 | 2127.6 | 0 | 2659.5 | 0 | 0 | 28.5643 | 24.9656 | 470993.8382 | 60.0739 | 28.6714 | 1005637.4064 | 1476631.2446 | 11701.8 | 0 | 2127.6 | 0 | 2659.5 | 0 | 0 | 0 | 0 | 0 | 0 | 203791.8269 | 2.4 | 155000 | 0 | 0 | 48791.8269 | 123443.3955 | 19790.4 | 0 | 515233.7955 | 26035.9731 | 0.75855 | 15221 | 9547.0731 | 5.8904 | 56235.6675 |  |  |  |  | 3764.079 | 684.378 | 855.4725 |  | 3011.2632 | 547.5024 | 684.378 |  | 9547.0731 | 0 | 9547.0731 | 383067.7017 | 0 | 40.1241 | 383067.7017 | 383067.7017 | 0 | 0 | 0 | 383067.7017 | 0 | 0
2002Q2 | 2002 | 2002-06-01 | 2002 | 6 |  | 2002-06-01 | 2002-06-30 | 7.15% | 0.83332 | #REF! | #REF! | 0 | 0 | 0 | 0 | 0 | 0 | 0 | 0 | 0 | 0 | 0 | 0 | 0% | 0% | 0% | 0% | 0% | 0% | 0% | 0% | 0% | 0% | 0% | 0% | 0% | 0% | 0% | 0% | 0% | 0% | 0% | 0% | 0% | 0% | 0% | 0% | 0 | 20 | 5 | 5 | 0 | 30 | 1.5% | 14184 | 3546 | 3546 |  | 1 | 1 | 1 | 1 | 2836.8 | 709.2 | 709.2 |  | 1 | 1 | 1 | 1 | 21276 | 21276 | 4255.2 | 4255.2 | 2.4613 | 0 | 0 | 0 | 0 | 0 | 0 | 0 | 0 | 0 | 0 | 0 | 0 | 0 | 0 | 0 | 0 | 0 | 0 | 0% | 0% | 0% | 0% | 0% | 0% | 0% | 0% | 7726.5382 | 0 | 0 | 0 | 0 | 0 | 0 | 0% | 0 | 0 | 0 | 0 | 0 | 0 | 0% | 0% | 0% | 0% | 0% | 0% | 0 | 0 | 0 | 0 | 0 | 0 | 0 | 0 | 0 | 0 | 0 | 0 | 0 | 0 | 0 | 0 | 0 | 0 | 0 | 0 | 0 | 0 | 0 | 0 | 0 | 0 | 0 | 0 | 0 | 0 |  | 0 |  | No | 45 | 10638 | 0 | 2659.5 | 0 | 2659.5 | 0 | 0 | 28.5643 | 24.9656 | 455800.4886 | 60.0739 | 28.6714 | 973197.4901 | 1428997.9787 | 10638 | 0 | 2659.5 | 0 | 2659.5 | 0 | 0 | 0 | 0 | 0 | 0 | 156170.3362 | 2.4 | 150000 | 0 | 0 | 6170.3362 | 15710.0014 | 19062 | 0 | 394772.0014 | 20063.268 | 0.75875 | 14730 | 4106.268 | 5.8904 | 24187.3839 |  |  |  |  | 0 | 0 | 0 |  | 2737.512 | 684.378 | 684.378 |  | 9239.103 | 0 | 9239.103 | 356352.4235 | 0 | 38.57 | 356352.4235 | 356352.4235 | 0 | 0 | 0 | 356352.4235 | 0 | 0
2002Q3 | 2002 | 2002-07-01 | 2002 | 7 | 2002-07-04 | 2002-07-01 | 2002-07-31 | 7.15% | 0.82837 | #REF! | #REF! | 0 | 0 | 0 | 0 | 0 | 0 | 0 | 0 | 0 | 0 | 0 | 0 | 0% | 0% | 0% | 0% | 0% | 0% | 0% | 0% | 0% | 0% | 0% | 0% | 0% | 0% | 0% | 0% | 0% | 0% | 0% | 0% | 0% | 0% | 0% | 0% | 0 | 22 | 4 | 4 | 1 | 31 | 1.5% | 15602.4 | 2836.8 | 3546 |  | 1 | 1 | 1 | 1 | 3120.48 | 567.36 | 709.2 |  | 1 | 1 | 1 | 1 | 21985.2 | 21985.2 | 4397.04 | 4397.04 | 2.5435 | 0 | 0 | 0 | 0 | 0 | 0 | 0 | 0 | 0 | 0 | 0 | 0 | 0 | 0 | 0 | 0 | 0 | 0 | 0% | 0% | 0% | 0% | 0% | 0% | 0% | 0% | 7728.4926 | 0 | 0 | 0 | 0 | 0 | 0 | 0% | 0 | 0 | 0 | 0 | 0 | 0 | 0% | 0% | 0% | 0% | 0% | 0% | 0 | 0 | 0 | 0 | 0 | 0 | 0 | 0 | 0 | 0 | 0 | 0 | 0 | 0 | 0 | 0 | 0 | 0 | 0 | 0 | 0 | 0 | 0 | 0 | 0 | 0 | 0 | 0 | 0 | 0 |  | 0 |  | No | 45 | 11701.8 | 0 | 2127.6 | 0 | 2659.5 | 0 | 0 | 28.5643 | 24.9656 | 470993.8382 | 60.0739 | 28.6714 | 1005637.4064 | 1476631.2446 | 11701.8 | 0 | 2127.6 | 0 | 2659.5 | 0 | 0 | 0 | 0 | 0 | 0 | 203894.9456 | 2.4 | 155000 | 0 | 0 | 48894.9456 | 127042.7482 | 19666.4 | 0 | 518709.1482 | 26035.9731 | 0.75894 | 15221 | 9547.0731 | 5.8904 | 56235.6675 |  |  |  |  | 3764.079 | 684.378 | 855.4725 |  | 3011.2632 | 547.5024 | 684.378 |  | 9547.0731 | 0 | 9547.0731 | 494551.3259 | 0 | 51.8014 | 494551.3259 | 494551.3259 | 0 | 0 | 0 | 494551.3259 | 0 | 0
2002Q3 | 2002 | 2002-08-01 | 2002 | 8 |  | 2002-08-01 | 2002-08-31 | 7.15% | 0.82344 | #REF! | #REF! | 0 | 0 | 0 | 0 | 0 | 0 | 0 | 0 | 0 | 0 | 0 | 0 | 0% | 0% | 0% | 0% | 0% | 0% | 0% | 0% | 0% | 0% | 0% | 0% | 0% | 0% | 0% | 0% | 0% | 0% | 0% | 0% | 0% | 0% | 0% | 0% | 0 | 22 | 5 | 4 | 0 | 31 | 1.5% | 15602.4 | 3546 | 2836.8 |  | 1 | 1 | 1 | 1 | 3120.48 | 709.2 | 567.36 |  | 1 | 1 | 1 | 1 | 21985.2 | 21985.2 | 4397.04 | 4397.04 | 2.6283 | 0 | 0 | 0 | 0 | 0 | 0 | 0 | 0 | 0 | 0 | 0 | 0 | 0 | 0 | 0 | 0 | 0 | 0 | 0% | 0% | 0% | 0% | 0% | 0% | 0% | 0% | 7730.4469 | 0 | 0 | 0 | 0 | 0 | 0 | 0% | 0 | 0 | 0 | 0 | 0 | 0 | 0% | 0% | 0% | 0% | 0% | 0% | 0 | 0 | 0 | 0 | 0 | 0 | 0 | 0 | 0 | 0 | 0 | 0 | 0 | 0 | 0 | 0 | 0 | 0 | 0 | 0 | 0 | 0 | 0 | 0 | 0 | 0 | 0 | 0 | 0 | 0 |  | 0 |  | No | 45 | 11701.8 | 0 | 2659.5 | 0 | 2127.6 | 0 | 0 | 28.5643 | 24.9656 | 470993.8382 | 60.0739 | 28.6714 | 1005637.4064 | 1476631.2446 | 11701.8 | 0 | 2659.5 | 0 | 2127.6 | 0 | 0 | 0 | 0 | 0 | 0 | 203946.5049 | 2.4 | 155000 | 0 | 0 | 48946.5049 | 131055.3123 | 19635.4 | 0 | 522690.7123 | 26035.9731 | 0.75913 | 15221 | 9547.0731 | 5.8904 | 56235.6675 |  |  |  |  | 3764.079 | 855.4725 | 684.378 |  | 3011.2632 | 684.378 | 547.5024 |  | 9547.0731 | 12729.4308 | 22276.5039 | 650620.5577 | 362534.1919 | 45.4809 | 1013154.7496 | 650620.5577 | 0 | 0 | 0 | 650620.5577 | 0 | 0
2002Q3 | 2002 | 2002-09-01 | 2002 | 9 | 2002-09-02 | 2002-09-01 | 2002-09-30 | 7.15% | 0.8187 | #REF! | #REF! | 0 | 0 | 0 | 0 | 0 | 0 | 0 | 0 | 0 | 0 | 0 | 0 | 0% | 0% | 0% | 0% | 0% | 0% | 0% | 0% | 0% | 0% | 0% | 0% | 0% | 0% | 0% | 0% | 0% | 0% | 0% | 0% | 0% | 0% | 0% | 0% | 0 | 20 | 4 | 5 | 1 | 30 | 1.5% | 14184 | 2836.8 | 4255.2 |  | 1 | 1 | 1 | 1 | 2836.8 | 567.36 | 851.04 |  | 1 | 1 | 1 | 1 | 21276 | 21276 | 4255.2 | 4255.2 | 2.7132 | 0 | 0 | 0 | 0 | 0 | 0 | 0 | 0 | 0 | 0 | 0 | 0 | 0 | 0 | 0 | 0 | 0 | 0 | 0% | 0% | 0% | 0% | 0% | 0% | 0% | 0% | 7732.4012 | 0 | 0 | 0 | 0 | 0 | 0 | 0% | 0 | 0 | 0 | 0 | 0 | 0 | 0% | 0% | 0% | 0% | 0% | 0% | 0 | 0 | 0 | 0 | 0 | 0 | 0 | 0 | 0 | 0 | 0 | 0 | 0 | 0 | 0 | 0 | 0 | 0 | 0 | 0 | 0 | 0 | 0 | 0 | 0 | 0 | 0 | 0 | 0 | 0 |  | 0 |  | No | 45 | 10638 | 0 | 2127.6 | 0 | 3191.4 | 0 | 0 | 28.5643 | 24.9656 | 455800.4886 | 60.0739 | 28.6714 | 973197.4901 | 1428997.9787 | 10638 | 0 | 2127.6 | 0 | 3191.4 | 0 | 0 | 0 | 0 | 0 | 0 | 197417.4815 | 2.4 | 150000 | 0 | 0 | 47417.4815 | 131542.9989 | 18912 | 0 | 510454.9989 | 25196.103 | 0.75932 | 14730 | 9239.103 | 5.8904 | 54421.6137 |  |  |  |  | 3421.89 | 684.378 | 1026.567 |  | 2737.512 | 547.5024 | 821.2536 |  | 9239.103 | 0 | 9239.103 | 526268.564 | 0 | 56.961 | 526268.564 | 526268.564 | 0 | 0 | 0 | 526268.564 | 0 | 0
2002Q4 | 2002 | 2002-10-01 | 2002 | 10 |  | 2002-10-01 | 2002-10-31 | 7.15% | 0.81384 | #REF! | #REF! | 0 | 0 | 0 | 0 | 0 | 0 | 0 | 0 | 0 | 0 | 0 | 0 | 0% | 0% | 0% | 0% | 0% | 0% | 0% | 0% | 0% | 0% | 0% | 0% | 0% | 0% | 0% | 0% | 0% | 0% | 0% | 0% | 0% | 0% | 0% | 0% | 0 | 23 | 4 | 4 | 0 | 31 | 1.5% | 16311.6 | 2836.8 | 2836.8 |  | 1 | 1 | 1 | 1 | 3262.32 | 567.36 | 567.36 |  | 1 | 1 | 1 | 1 | 21985.2 | 21985.2 | 4397.04 | 4397.04 | 2.7953 | 0 | 0 | 0 | 0 | 0 | 0 | 0 | 0 | 0 | 0 | 0 | 0 | 0 | 0 | 0 | 0 | 0 | 0 | 0% | 0% | 0% | 0% | 0% | 0% | 0% | 0% | 7734.3555 | 0 | 0 | 0 | 0 | 0 | 0 | 0% | 0 | 0 | 0 | 0 | 0 | 0 | 0% | 0% | 0% | 0% | 0% | 0% | 0 | 0 | 0 | 0 | 0 | 0 | 0 | 0 | 0 | 0 | 0 | 0 | 0 | 0 | 0 | 0 | 0 | 0 | 0 | 0 | 0 | 0 | 0 | 0 | 0 | 0 | 0 | 0 | 0 | 0 |  | 0 |  | No | 45 | 10194.75 | 3058.425 | 1773 | 531.9 | 1773 | 531.9 | 0 | 28.5643 | 24.9656 | 510243.3247 | 60.0739 | 28.6714 | 519955.8356 | 1030199.1603 | 10194.75 | 3058.425 | 1773 | 531.9 | 1773 | 531.9 | 0 | 0 | 0 | 0 | 0 | 235932.3773 | 2.4 | 155000 | 0 | 0 | 80932.3773 | 232958.8576 | 19635.4 | 0 | 624594.2576 | 30062.0128 | 0.75951 | 15221 | 12199.0378 | 5.8904 | 71856.6863 |  |  |  |  | 5902.7603 | 1026.567 | 1026.567 |  | 3148.1388 | 547.5024 | 547.5024 |  | 12199.0378 | 0 | 12199.0378 | 631224.6762 | 0 | 51.7438 | 631224.6762 | 631224.6762 | 0 | 0 | 0 | 631224.6762 | 0 | 0
2002Q4 | 2002 | 2002-11-01 | 2002 | 11 | 2002-11-28 | 2002-11-01 | 2002-11-30 | 7.15% | 0.80916 | #REF! | #REF! | 0 | 0 | 0 | 0 | 0 | 0 | 0 | 0 | 0 | 0 | 0 | 0 | 0% | 0% | 0% | 0% | 0% | 0% | 0% | 0% | 0% | 0% | 0% | 0% | 0% | 0% | 0% | 0% | 0% | 0% | 0% | 0% | 0% | 0% | 0% | 0% | 0 | 20 | 5 | 4 | 1 | 30 | 1.5% | 14184 | 3546 | 3546 |  | 1 | 1 | 1 | 1 | 2836.8 | 709.2 | 709.2 |  | 1 | 1 | 1 | 1 | 21276 | 21276 | 4255.2 | 4255.2 | 2.8802 | 0 | 0 | 0 | 0 | 0 | 0 | 0 | 0 | 0 | 0 | 0 | 0 | 0 | 0 | 0 | 0 | 0 | 0 | 0% | 0% | 0% | 0% | 0% | 0% | 0% | 0% | 7736.3098 | 0 | 0 | 0 | 0 | 0 | 0 | 0% | 0 | 0 | 0 | 0 | 0 | 0 | 0% | 0% | 0% | 0% | 0% | 0% | 0 | 0 | 0 | 0 | 0 | 0 | 0 | 0 | 0 | 0 | 0 | 0 | 0 | 0 | 0 | 0 | 0 | 0 | 0 | 0 | 0 | 0 | 0 | 0 | 0 | 0 | 0 | 0 | 0 | 0 |  | 0 |  | No | 45 | 8865 | 2659.5 | 2216.25 | 664.875 | 2216.25 | 664.875 | 0 | 28.5643 | 24.9656 | 493783.8626 | 60.0739 | 28.6714 | 503183.0667 | 996966.9293 | 8865 | 2659.5 | 2216.25 | 664.875 | 2216.25 | 664.875 | 0 | 0 | 0 | 0 | 0 | 228379.3478 | 2.4 | 150000 | 0 | 0 | 78379.3478 | 233654.6978 | 19566 | 0 | 613220.6978 | 29092.2705 | 0.75971 | 14730 | 11805.5205 | 5.8904 | 69538.7286 |  |  |  |  | 5132.835 | 1283.2088 | 1283.2088 |  | 2737.512 | 684.378 | 684.378 |  | 9837.9338 | 8469.1777 | 18307.1115 | 427300.6487 | 255934.0546 | 37.3207 | 683234.7033 | 427300.6487 | 0 | 0 | 0 | 427300.6487 | 0 | 0
2002Q4 | 2002 | 2002-12-01 | 2002 | 12 | 2002-12-25 | 2002-12-01 | 2002-12-31 | 7.15% | 0.80434 | #REF! | #REF! | 0 | 0 | 0 | 0 | 0 | 0 | 0 | 0 | 0 | 0 | 0 | 0 | 0% | 0% | 0% | 0% | 0% | 0% | 0% | 0% | 0% | 0% | 0% | 0% | 0% | 0% | 0% | 0% | 0% | 0% | 0% | 0% | 0% | 0% | 0% | 0% | 0 | 21 | 4 | 5 | 1 | 31 | 1.5% | 14893.2 | 2836.8 | 4255.2 |  | 1 | 1 | 1 | 1 | 2978.64 | 567.36 | 851.04 |  | 1 | 1 | 1 | 1 | 21985.2 | 21985.2 | 4397.04 | 4397.04 | 2.9624 | 0 | 0 | 0 | 0 | 0 | 0 | 0 | 0 | 0 | 0 | 0 | 0 | 0 | 0 | 0 | 0 | 0 | 0 | 0% | 0% | 0% | 0% | 0% | 0% | 0% | 0% | 7738.2642 | 0 | 0 | 0 | 0 | 0 | 0 | 0% | 0 | 0 | 0 | 0 | 0 | 0 | 0% | 0% | 0% | 0% | 0% | 0% | 0 | 0 | 0 | 0 | 0 | 0 | 0 | 0 | 0 | 0 | 0 | 0 | 0 | 0 | 0 | 0 | 0 | 0 | 0 | 0 | 0 | 0 | 0 | 0 | 0 | 0 | 0 | 0 | 0 | 0 |  | 0 |  | No | 45 | 9308.25 | 2792.475 | 1773 | 531.9 | 2659.5 | 797.85 | 0 | 28.5643 | 24.9656 | 510243.3247 | 60.0739 | 28.6714 | 519955.8356 | 1030199.1603 | 9308.25 | 2792.475 | 1773 | 531.9 | 2659.5 | 797.85 | 0 | 0 | 0 | 0 | 0 | 236051.6082 | 2.4 | 155000 | 0 | 0 | 81051.6082 | 250460.6741 | 20782.4 | 0 | 643243.0741 | 30062.0128 | 0.7599 | 15221 | 12199.0378 | 5.8904 | 71856.6863 |  |  |  |  | 5389.4768 | 1026.567 | 1539.8505 |  | 2874.3876 | 547.5024 | 821.2536 |  | 8811.3667 | 2121.5718 | 10932.9385 | 388184.2008 | 68272.18 | 41.7506 | 456456.3808 | 388184.2008 | 0 | 0 | 0 | 388184.2008 | 0 | 0
2003Q1 | 2003 | 2003-01-01 | 2003 | 1 | 2003-01-01 | 2003-01-01 | 2003-01-31 | 7.15% | 0.79956 | #REF! | #REF! | 0 | 0 | 0 | 0 | 0 | 0 | 0 | 0 | 0 | 0 | 0 | 0 | 0% | 0% | 0% | 0% | 0% | 0% | 0% | 0% | 0% | 0% | 0% | 0% | 0% | 0% | 0% | 0% | 0% | 0% | 0% | 0% | 0% | 0% | 0% | 0% | 0 | 22 | 4 | 4 | 1 | 31 | 1.5% | 15602.4 | 2836.8 | 3546 |  | 1 | 1 | 1 | 1 | 3120.48 | 567.36 | 709.2 |  | 1 | 1 | 1 | 1 | 21985.2 | 21985.2 | 4397.04 | 4397.04 | 3.0472 | 0 | 0 | 0 | 0 | 0 | 0 | 0 | 0 | 0 | 0 | 0 | 0 | 0 | 0 | 0 | 0 | 0 | 0 | 0% | 0% | 0% | 0% | 0% | 0% | 0% | 0% | 7740.2185 | 0 | 0 | 0 | 0 | 0 | 0 | 0% | 0 | 0 | 0 | 0 | 0 | 0 | 0% | 0% | 0% | 0% | 0% | 0% | 0 | 0 | 0 | 0 | 0 | 0 | 0 | 0 | 0 | 0 | 0 | 0 | 0 | 0 | 0 | 0 | 0 | 0 | 0 | 0 | 0 | 0 | 0 | 0 | 0 | 0 | 0 | 0 | 0 | 0 |  | 0 |  | No | 45 | 9751.5 | 2925.45 | 1773 | 531.9 | 2216.25 | 664.875 | 0 | 28.5643 | 24.9656 | 510243.3247 | 60.0739 | 28.6714 | 519955.8356 | 1030199.1603 | 9751.5 | 2925.45 | 1773 | 531.9 | 2216.25 | 664.875 | 0 | 0 | 0 | 0 | 0 | 236111.2237 | 2.4 | 155000 | 0 | 0 | 81111.2237 | 240779.6021 | 20844.4 | 0 | 633624.0021 | 30062.0129 | 0.76009 | 15221 | 12199.0378 | 2.6002 | 31719.5944 |  |  |  |  | 5646.1185 | 1026.567 | 1283.2088 |  | 3011.2632 | 547.5024 | 684.378 |  | 9204.8841 | 0 | 9204.8841 | 384851.7787 | 0 | 41.8095 | 384851.7787 | 384851.7787 | 0 | 0 | 0 | 384851.7787 | 0 | 0
2003Q1 | 2003 | 2003-02-01 | 2003 | 2 |  | 2003-02-01 | 2003-02-28 | 7.15% | 0.79527 | #REF! | #REF! | 0 | 0 | 0 | 0 | 0 | 0 | 0 | 0 | 0 | 0 | 0 | 0 | 0% | 0% | 0% | 0% | 0% | 0% | 0% | 0% | 0% | 0% | 0% | 0% | 0% | 0% | 0% | 0% | 0% | 0% | 0% | 0% | 0% | 0% | 0% | 0% | 0 | 20 | 4 | 4 | 0 | 28 | 1.5% | 14184 | 2836.8 | 2836.8 |  | 1 | 1 | 1 | 1 | 2836.8 | 567.36 | 567.36 |  | 1 | 1 | 1 | 1 | 19857.6 | 19857.6 | 3971.52 | 3971.52 | 3.1321 | 0 | 0 | 0 | 0 | 0 | 0 | 0 | 0 | 0 | 0 | 0 | 0 | 0 | 0 | 0 | 0 | 0 | 0 | 0% | 0% | 0% | 0% | 0% | 0% | 0% | 0% | 7742.1728 | 0 | 0 | 0 | 0 | 0 | 0 | 0% | 0 | 0 | 0 | 0 | 0 | 0 | 0% | 0% | 0% | 0% | 0% | 0% | 0 | 0 | 0 | 0 | 0 | 0 | 0 | 0 | 0 | 0 | 0 | 0 | 0 | 0 | 0 | 0 | 0 | 0 | 0 | 0 | 0 | 0 | 0 | 0 | 0 | 0 | 0 | 0 | 0 | 0 |  | 0 |  | No | 45 | 8865 | 2659.5 | 1773 | 531.9 | 1773 | 531.9 | 0 | 28.5643 | 24.9656 | 460864.9385 | 60.0739 | 28.6714 | 469637.5289 | 930502.4674 | 8865 | 2659.5 | 1773 | 531.9 | 1773 | 531.9 | 0 | 0 | 0 | 0 | 0 | 213315.5967 | 2.4 | 140000 | 0 | 0 | 73315.5967 | 200674.9871 | 18099.2 | 0 | 554774.1871 | 27152.7858 | 0.76028 | 13748 | 11018.4858 | 2.6002 | 28649.9562 |  |  |  |  | 5132.835 | 1026.567 | 1026.567 |  | 2737.512 | 547.5024 | 547.5024 |  | 9444.4164 | 0 | 9444.4164 | 328830.6091 | 0 | 34.8175 | 328830.6091 | 328830.6091 | 0 | 0 | 0 | 328830.6091 | 0 | 0
2003Q1 | 2003 | 2003-03-01 | 2003 | 3 |  | 2003-03-01 | 2003-03-31 | 7.15% | 0.79054 | #REF! | #REF! | 0 | 0 | 0 | 0 | 0 | 0 | 0 | 0 | 0 | 0 | 0 | 0 | 0% | 0% | 0% | 0% | 0% | 0% | 0% | 0% | 0% | 0% | 0% | 0% | 0% | 0% | 0% | 0% | 0% | 0% | 0% | 0% | 0% | 0% | 0% | 0% | 0 | 21 | 5 | 5 | 0 | 31 | 1.5% | 14893.2 | 3546 | 3546 |  | 1 | 1 | 1 | 1 | 2978.64 | 709.2 | 709.2 |  | 1 | 1 | 1 | 1 | 21985.2 | 21985.2 | 4397.04 | 4397.04 | 3.2088 | 0 | 0 | 0 | 0 | 0 | 0 | 0 | 0 | 0 | 0 | 0 | 0 | 0 | 0 | 0 | 0 | 0 | 0 | 0% | 0% | 0% | 0% | 0% | 0% | 0% | 0% | 7744.1271 | 0 | 0 | 0 | 0 | 0 | 0 | 0% | 0 | 0 | 0 | 0 | 0 | 0 | 0% | 0% | 0% | 0% | 0% | 0% | 0 | 0 | 0 | 0 | 0 | 0 | 0 | 0 | 0 | 0 | 0 | 0 | 0 | 0 | 0 | 0 | 0 | 0 | 0 | 0 | 0 | 0 | 0 | 0 | 0 | 0 | 0 | 0 | 0 | 0 |  | 0 |  | No | 45 | 9308.25 | 2792.475 | 2216.25 | 664.875 | 2216.25 | 664.875 | 0 | 28.5643 | 24.9656 | 510243.3247 | 60.0739 | 28.6714 | 519955.8356 | 1030199.1603 | 9308.25 | 2792.475 | 2216.25 | 664.875 | 2216.25 | 664.875 | 0 | 0 | 0 | 0 | 0 | 236230.4547 | 2.4 | 155000 | 0 | 0 | 81230.4547 | 209781.0097 | 19170.4 | 0 | 600951.4097 | 30062.0129 | 0.76047 | 15221 | 12199.0379 | 2.6002 | 31719.5944 |  |  |  |  | 5389.4768 | 1283.2088 | 1283.2088 |  | 2874.3876 | 684.378 | 684.378 |  | 10231.4511 | 0 | 10231.4511 | 328462.7596 | 0 | 32.1032 | 328462.7596 | 328462.7596 | 0 | 0 | 0 | 328462.7596 | 0 | 0
2003Q2 | 2003 | 2003-04-01 | 2003 | 4 |  | 2003-04-01 | 2003-04-30 | 7.15% | 0.78599 | #REF! | #REF! | 0 | 0 | 0 | 0 | 0 | 0 | 0 | 0 | 0 | 0 | 0 | 0 | 0% | 0% | 0% | 0% | 0% | 0% | 0% | 0% | 0% | 0% | 0% | 0% | 0% | 0% | 0% | 0% | 0% | 0% | 0% | 0% | 0% | 0% | 0% | 0% | 0 | 22 | 4 | 4 | 0 | 30 | 1.5% | 15602.4 | 2836.8 | 2836.8 |  | 1 | 1 | 1 | 1 | 3120.48 | 567.36 | 567.36 |  | 1 | 1 | 1 | 1 | 21276 | 21276 | 4255.2 | 4255.2 | 3.2936 | 0 | 0 | 0 | 0 | 0 | 0 | 0 | 0 | 0 | 0 | 0 | 0 | 0 | 0 | 0 | 0 | 0 | 0 | 0% | 0% | 0% | 0% | 0% | 0% | 0% | 0% | 7746.0814 | 0 | 0 | 0 | 0 | 0 | 0 | 0% | 0 | 0 | 0 | 0 | 0 | 0 | 0% | 0% | 0% | 0% | 0% | 0% | 0 | 0 | 0 | 0 | 0 | 0 | 0 | 0 | 0 | 0 | 0 | 0 | 0 | 0 | 0 | 0 | 0 | 0 | 0 | 0 | 0 | 0 | 0 | 0 | 0 | 0 | 0 | 0 | 0 | 0 |  | 0 |  | No | 45 | 9751.5 | 2925.45 | 1773 | 531.9 | 1773 | 531.9 | 0 | 28.5643 | 24.9656 | 493783.8626 | 60.0739 | 28.6714 | 503183.0667 | 996966.9293 | 9751.5 | 2925.45 | 1773 | 531.9 | 1773 | 531.9 | 0 | 0 | 0 | 0 | 0 | 228667.8098 | 2.4 | 150000 | 0 | 0 | 78667.8098 | 196266.1168 | 17712 | 0 | 573978.1168 | 29092.2705 | 0.76067 | 14730 | 11805.5205 | 2.6002 | 30696.3816 |  |  |  |  | 5646.1185 | 1026.567 | 1026.567 |  | 3011.2632 | 547.5024 | 547.5024 |  | 10231.4511 | 0 | 10231.4511 | 326122.8706 | 0 | 31.8745 | 326122.8706 | 326122.8706 | 0 | 0 | 0 | 326122.8706 | 0 | 0
2003Q2 | 2003 | 2003-05-01 | 2003 | 5 | 2003-05-26 | 2003-05-01 | 2003-05-31 | 7.15% | 0.78132 | #REF! | #REF! | 0 | 0 | 0 | 0 | 0 | 0 | 0 | 0 | 0 | 0 | 0 | 0 | 0% | 0% | 0% | 0% | 0% | 0% | 0% | 0% | 0% | 0% | 0% | 0% | 0% | 0% | 0% | 0% | 0% | 0% | 0% | 0% | 0% | 0% | 0% | 0% | 0 | 21 | 5 | 4 | 1 | 31 | 1.5% | 14893.2 | 3546 | 3546 |  | 1 | 1 | 1 | 1 | 2978.64 | 709.2 | 709.2 |  | 1 | 1 | 1 | 1 | 21985.2 | 21985.2 | 4397.04 | 4397.04 | 3.3758 | 0 | 0 | 0 | 0 | 0 | 0 | 0 | 0 | 0 | 0 | 0 | 0 | 0 | 0 | 0 | 0 | 0 | 0 | 0% | 0% | 0% | 0% | 0% | 0% | 0% | 0% | 7748.0358 | 0 | 0 | 0 | 0 | 0 | 0 | 0% | 0 | 0 | 0 | 0 | 0 | 0 | 0% | 0% | 0% | 0% | 0% | 0% | 0 | 0 | 0 | 0 | 0 | 0 | 0 | 0 | 0 | 0 | 0 | 0 | 0 | 0 | 0 | 0 | 0 | 0 | 0 | 0 | 0 | 0 | 0 | 0 | 0 | 0 | 0 | 0 | 0 | 0 |  | 0 |  | No | 45 | 11169.9 | 0 | 2659.5 | 0 | 2659.5 | 0 | 0 | 29.2498 | 25.5648 | 482297.6903 | 61.5157 | 29.3595 | 1029772.7042 | 1512070.3945 | 11169.9 | 0 | 2659.5 | 0 | 2659.5 | 0 | 0 | 0 | 0 | 0 | 0 | 204410.5389 | 2.4 | 155000 | 0 | 0 | 49410.5389 | 121747.3662 | 18209.4 | 0 | 511956.7662 | 26035.9731 | 0.76086 | 15221 | 9547.0731 | 2.6002 | 24824.0304 |  |  |  |  | 3592.9845 | 855.4725 | 855.4725 |  | 2874.3876 | 684.378 | 684.378 |  | 8007.2226 | 0 | 8007.2226 | 257697.8494 | 0 | 32.1832 | 257697.8494 | 257697.8494 | 0 | 0 | 0 | 257697.8494 | 0 | 0
2003Q2 | 2003 | 2003-06-01 | 2003 | 6 |  | 2003-06-01 | 2003-06-30 | 7.15% | 0.77682 | #REF! | #REF! | 0 | 0 | 0 | 0 | 0 | 0 | 0 | 0 | 0 | 0 | 0 | 0 | 0% | 0% | 0% | 0% | 0% | 0% | 0% | 0% | 0% | 0% | 0% | 0% | 0% | 0% | 0% | 0% | 0% | 0% | 0% | 0% | 0% | 0% | 0% | 0% | 0 | 21 | 4 | 5 | 0 | 30 | 1.5% | 14893.2 | 2836.8 | 3546 |  | 1 | 1 | 1 | 1 | 2978.64 | 567.36 | 709.2 |  | 1 | 1 | 1 | 1 | 21276 | 21276 | 4255.2 | 4255.2 | 3.4606 | 0 | 0 | 0 | 0 | 0 | 0 | 0 | 0 | 0 | 0 | 0 | 0 | 0 | 0 | 0 | 0 | 0 | 0 | 0% | 0% | 0% | 0% | 0% | 0% | 0% | 0% | 7749.9901 | 0 | 0 | 0 | 0 | 0 | 0 | 0% | 0 | 0 | 0 | 0 | 0 | 0 | 0% | 0% | 0% | 0% | 0% | 0% | 0 | 0 | 0 | 0 | 0 | 0 | 0 | 0 | 0 | 0 | 0 | 0 | 0 | 0 | 0 | 0 | 0 | 0 | 0 | 0 | 0 | 0 | 0 | 0 | 0 | 0 | 0 | 0 | 0 | 0 |  | 0 |  | No | 45 | 11169.9 | 0 | 2127.6 | 0 | 2659.5 | 0 | 0 | 29.2498 | 25.5648 | 466739.7003 | 61.5157 | 29.3595 | 996554.2299 | 1463293.9302 | 11169.9 | 0 | 2127.6 | 0 | 2659.5 | 0 | 0 | 0 | 0 | 0 | 0 | 156644.3495 | 2.4 | 150000 | 0 | 0 | 6644.3495 | 16565.2286 | 17814 | 0 | 394379.2286 | 20063.268 | 0.76105 | 14730 | 4106.268 | 2.6002 | 10677.0023 |  |  |  |  | 0 | 0 | 0 |  | 2874.3876 | 547.5024 | 684.378 |  | 9239.103 | 0 | 9239.103 | 282126.8815 | 0 | 30.5362 | 282126.8815 | 282126.8815 | 0 | 0 | 0 | 282126.8815 | 0 | 0
2003Q3 | 2003 | 2003-07-01 | 2003 | 7 | 2003-07-04 | 2003-07-01 | 2003-07-31 | 7.15% | 0.77221 | #REF! | #REF! | 0 | 0 | 0 | 0 | 0 | 0 | 0 | 0 | 0 | 0 | 0 | 0 | 0% | 0% | 0% | 0% | 0% | 0% | 0% | 0% | 0% | 0% | 0% | 0% | 0% | 0% | 0% | 0% | 0% | 0% | 0% | 0% | 0% | 0% | 0% | 0% | 0 | 22 | 4 | 4 | 1 | 31 | 1.5% | 15602.4 | 2836.8 | 3546 |  | 1 | 1 | 1 | 1 | 3120.48 | 567.36 | 709.2 |  | 1 | 1 | 1 | 1 | 21985.2 | 21985.2 | 4397.04 | 4397.04 | 3.5428 | 0 | 0 | 0 | 0 | 0 | 0 | 0 | 0 | 0 | 0 | 0 | 0 | 0 | 0 | 0 | 0 | 0 | 0 | 0% | 0% | 0% | 0% | 0% | 0% | 0% | 0% | 7751.9444 | 0 | 0 | 0 | 0 | 0 | 0 | 0% | 0 | 0 | 0 | 0 | 0 | 0 | 0% | 0% | 0% | 0% | 0% | 0% | 0 | 0 | 0 | 0 | 0 | 0 | 0 | 0 | 0 | 0 | 0 | 0 | 0 | 0 | 0 | 0 | 0 | 0 | 0 | 0 | 0 | 0 | 0 | 0 | 0 | 0 | 0 | 0 | 0 | 0 |  | 0 |  | No | 45 | 11701.8 | 0 | 2127.6 | 0 | 2659.5 | 0 | 0 | 29.2498 | 25.5648 | 482297.6903 | 61.5157 | 29.3595 | 1029772.7042 | 1512070.3945 | 11701.8 | 0 | 2127.6 | 0 | 2659.5 | 0 | 0 | 0 | 0 | 0 | 0 | 204513.6576 | 2.4 | 155000 | 0 | 0 | 49513.6576 | 126743.1202 | 18482.2 | 0 | 517225.3202 | 26035.9731 | 0.76124 | 15221 | 9547.0731 | 2.6002 | 24824.0304 |  |  |  |  | 3764.079 | 684.378 | 855.4725 |  | 3011.2632 | 547.5024 | 684.378 |  | 9547.0731 | 12729.4308 | 22276.5039 | 412073.8865 | 372980.8678 | 35.2414 | 785054.7543 | 412073.8865 | 0 | 0 | 0 | 412073.8865 | 0 | 0
2003Q3 | 2003 | 2003-08-01 | 2003 | 8 |  | 2003-08-01 | 2003-08-31 | 7.15% | 0.76762 | #REF! | #REF! | 0 | 0 | 0 | 0 | 0 | 0 | 0 | 0 | 0 | 0 | 0 | 0 | 0% | 0% | 0% | 0% | 0% | 0% | 0% | 0% | 0% | 0% | 0% | 0% | 0% | 0% | 0% | 0% | 0% | 0% | 0% | 0% | 0% | 0% | 0% | 0% | 0 | 21 | 5 | 5 | 0 | 31 | 1.5% | 14893.2 | 3546 | 3546 |  | 1 | 1 | 1 | 1 | 2978.64 | 709.2 | 709.2 |  | 1 | 1 | 1 | 1 | 21985.2 | 21985.2 | 4397.04 | 4397.04 | 3.6277 | 0 | 0 | 0 | 0 | 0 | 0 | 0 | 0 | 0 | 0 | 0 | 0 | 0 | 0 | 0 | 0 | 0 | 0 | 0% | 0% | 0% | 0% | 0% | 0% | 0% | 0% | 7753.8987 | 0 | 0 | 0 | 0 | 0 | 0 | 0% | 0 | 0 | 0 | 0 | 0 | 0 | 0% | 0% | 0% | 0% | 0% | 0% | 0 | 0 | 0 | 0 | 0 | 0 | 0 | 0 | 0 | 0 | 0 | 0 | 0 | 0 | 0 | 0 | 0 | 0 | 0 | 0 | 0 | 0 | 0 | 0 | 0 | 0 | 0 | 0 | 0 | 0 |  | 0 |  | No | 45 | 11169.9 | 0 | 2659.5 | 0 | 2659.5 | 0 | 0 | 29.2498 | 25.5648 | 482297.6903 | 61.5157 | 29.3595 | 1029772.7042 | 1512070.3945 | 11169.9 | 0 | 2659.5 | 0 | 2659.5 | 0 | 0 | 0 | 0 | 0 | 0 | 204565.217 | 2.4 | 155000 | 0 | 0 | 49565.217 | 131565.4198 | 18612.4 | 0 | 522177.8198 | 26035.9731 | 0.76143 | 15221 | 9547.0731 | 2.6002 | 24824.0304 |  |  |  |  | 3592.9845 | 855.4725 | 855.4725 |  | 2874.3876 | 684.378 | 684.378 |  | 9547.0731 | 12729.4308 | 22276.5039 | 552766.046 | 390538.9399 | 42.3453 | 943304.9858 | 552766.046 | 0 | 0 | 0 | 552766.046 | 0 | 0
2003Q3 | 2003 | 2003-09-01 | 2003 | 9 | 2003-09-01 | 2003-09-01 | 2003-09-30 | 7.15% | 0.7632 | #REF! | #REF! | 0 | 0 | 0 | 0 | 0 | 0 | 0 | 0 | 0 | 0 | 0 | 0 | 0% | 0% | 0% | 0% | 0% | 0% | 0% | 0% | 0% | 0% | 0% | 0% | 0% | 0% | 0% | 0% | 0% | 0% | 0% | 0% | 0% | 0% | 0% | 0% | 0 | 21 | 4 | 4 | 1 | 30 | 1.5% | 14893.2 | 2836.8 | 3546 |  | 1 | 1 | 1 | 1 | 2978.64 | 567.36 | 709.2 |  | 1 | 1 | 1 | 1 | 21276 | 21276 | 4255.2 | 4255.2 | 3.7125 | 0 | 0 | 0 | 0 | 0 | 0 | 0 | 0 | 0 | 0 | 0 | 0 | 0 | 0 | 0 | 0 | 0 | 0 | 0% | 0% | 0% | 0% | 0% | 0% | 0% | 0% | 7755.853 | 0 | 0 | 0 | 0 | 0 | 0 | 0% | 0 | 0 | 0 | 0 | 0 | 0 | 0% | 0% | 0% | 0% | 0% | 0% | 0 | 0 | 0 | 0 | 0 | 0 | 0 | 0 | 0 | 0 | 0 | 0 | 0 | 0 | 0 | 0 | 0 | 0 | 0 | 0 | 0 | 0 | 0 | 0 | 0 | 0 | 0 | 0 | 0 | 0 |  | 0 |  | No | 45 | 11169.9 | 0 | 2127.6 | 0 | 2659.5 | 0 | 0 | 29.2498 | 25.5648 | 466739.7003 | 61.5157 | 29.3595 | 996554.2299 | 1463293.9302 | 11169.9 | 0 | 2127.6 | 0 | 2659.5 | 0 | 0 | 0 | 0 | 0 | 0 | 198016.2351 | 2.4 | 150000 | 0 | 0 | 48016.2351 | 132863.5872 | 18192 | 0 | 511055.5872 | 25196.103 | 0.76162 | 14730 | 9239.103 | 2.6002 | 24023.2552 |  |  |  |  | 3592.9845 | 684.378 | 855.4725 |  | 2874.3876 | 547.5024 | 684.378 |  | 9239.103 | 12318.804 | 21557.907 | 448455.2964 | 376093.0833 | 38.2481 | 824548.3797 | 448455.2964 | 0 | 0 | 0 | 448455.2964 | 0 | 0
2003Q4 | 2003 | 2003-10-01 | 2003 | 10 |  | 2003-10-01 | 2003-10-31 | 7.15% | 0.75866 | #REF! | #REF! | 0 | 0 | 0 | 0 | 0 | 0 | 0 | 0 | 0 | 0 | 0 | 0 | 0% | 0% | 0% | 0% | 0% | 0% | 0% | 0% | 0% | 0% | 0% | 0% | 0% | 0% | 0% | 0% | 0% | 0% | 0% | 0% | 0% | 0% | 0% | 0% | 0 | 23 | 4 | 4 | 0 | 31 | 1.5% | 16311.6 | 2836.8 | 2836.8 |  | 1 | 1 | 1 | 1 | 3262.32 | 567.36 | 567.36 |  | 1 | 1 | 1 | 1 | 21985.2 | 21985.2 | 4397.04 | 4397.04 | 3.7947 | 0 | 0 | 0 | 0 | 0 | 0 | 0 | 0 | 0 | 0 | 0 | 0 | 0 | 0 | 0 | 0 | 0 | 0 | 0% | 0% | 0% | 0% | 0% | 0% | 0% | 0% | 7757.8074 | 0 | 0 | 0 | 0 | 0 | 0 | 0% | 0 | 0 | 0 | 0 | 0 | 0 | 0% | 0% | 0% | 0% | 0% | 0% | 0 | 0 | 0 | 0 | 0 | 0 | 0 | 0 | 0 | 0 | 0 | 0 | 0 | 0 | 0 | 0 | 0 | 0 | 0 | 0 | 0 | 0 | 0 | 0 | 0 | 0 | 0 | 0 | 0 | 0 |  | 0 |  | No | 45 | 10194.75 | 3058.425 | 1773 | 531.9 | 1773 | 531.9 | 0 | 29.2498 | 25.5648 | 522489.1645 | 61.5157 | 29.3595 | 532434.7756 | 1054923.9402 | 10194.75 | 3058.425 | 1773 | 531.9 | 1773 | 531.9 | 0 | 0 | 0 | 0 | 0 | 236647.7631 | 2.4 | 155000 | 0 | 0 | 81647.7631 | 235774.7788 | 18891.4 | 0 | 626666.1788 | 30062.0128 | 0.76182 | 15221 | 12199.0378 | 2.6002 | 31719.5944 |  |  |  |  | 5902.7603 | 1026.567 | 1026.567 |  | 3148.1388 | 547.5024 | 547.5024 |  | 12199.0378 | 0 | 12199.0378 | 503935.6727 | 0 | 41.3095 | 503935.6727 | 503935.6727 | 0 | 0 | 0 | 503935.6727 | 0 | 0
2003Q4 | 2003 | 2003-11-01 | 2003 | 11 | 2003-11-27 | 2003-11-01 | 2003-11-30 | 7.15% | 0.7543 | #REF! | #REF! | 0 | 0 | 0 | 0 | 0 | 0 | 0 | 0 | 0 | 0 | 0 | 0 | 0% | 0% | 0% | 0% | 0% | 0% | 0% | 0% | 0% | 0% | 0% | 0% | 0% | 0% | 0% | 0% | 0% | 0% | 0% | 0% | 0% | 0% | 0% | 0% | 0 | 19 | 5 | 5 | 1 | 30 | 1.5% | 13474.8 | 3546 | 4255.2 |  | 1 | 1 | 1 | 1 | 2694.96 | 709.2 | 851.04 |  | 1 | 1 | 1 | 1 | 21276 | 21276 | 4255.2 | 4255.2 | 3.8795 | 0 | 0 | 0 | 0 | 0 | 0 | 0 | 0 | 0 | 0 | 0 | 0 | 0 | 0 | 0 | 0 | 0 | 0 | 0% | 0% | 0% | 0% | 0% | 0% | 0% | 0% | 7759.7617 | 0 | 0 | 0 | 0 | 0 | 0 | 0% | 0 | 0 | 0 | 0 | 0 | 0 | 0% | 0% | 0% | 0% | 0% | 0% | 0 | 0 | 0 | 0 | 0 | 0 | 0 | 0 | 0 | 0 | 0 | 0 | 0 | 0 | 0 | 0 | 0 | 0 | 0 | 0 | 0 | 0 | 0 | 0 | 0 | 0 | 0 | 0 | 0 | 0 |  | 0 |  | No | 45 | 8421.75 | 2526.525 | 2216.25 | 664.875 | 2659.5 | 797.85 | 0 | 29.2498 | 25.5648 | 505634.6753 | 61.5157 | 29.3595 | 515259.4603 | 1020894.1356 | 8421.75 | 2526.525 | 2216.25 | 664.875 | 2659.5 | 797.85 | 0 | 0 | 0 | 0 | 0 | 229071.6567 | 2.4 | 150000 | 0 | 0 | 79071.6567 | 237743.2103 | 18846 | 0 | 616589.2103 | 29092.2705 | 0.76201 | 14730 | 11805.5205 | 2.6002 | 30696.3816 |  |  |  |  | 4876.1932 | 1283.2088 | 1539.8505 |  | 2600.6364 | 684.378 | 821.2536 |  | 7476.8296 | 0 | 7476.8296 | 330456.5027 | 0 | 44.1974 | 330456.5027 | 330456.5027 | 0 | 0 | 0 | 330456.5027 | 0 | 0
2003Q4 | 2003 | 2003-12-01 | 2003 | 12 | 2003-12-25 | 2003-12-01 | 2003-12-31 | 7.15% | 0.74981 | #REF! | #REF! | 0 | 0 | 0 | 0 | 0 | 0 | 0 | 0 | 0 | 0 | 0 | 0 | 0% | 0% | 0% | 0% | 0% | 0% | 0% | 0% | 0% | 0% | 0% | 0% | 0% | 0% | 0% | 0% | 0% | 0% | 0% | 0% | 0% | 0% | 0% | 0% | 0 | 22 | 4 | 4 | 1 | 31 | 1.5% | 15602.4 | 2836.8 | 3546 |  | 1 | 1 | 1 | 1 | 3120.48 | 567.36 | 709.2 |  | 1 | 1 | 1 | 1 | 21985.2 | 21985.2 | 4397.04 | 4397.04 | 3.9617 | 0 | 0 | 0 | 0 | 0 | 0 | 0 | 0 | 0 | 0 | 0 | 0 | 0 | 0 | 0 | 0 | 0 | 0 | 0% | 0% | 0% | 0% | 0% | 0% | 0% | 0% | 7717.648 | 0 | 0 | 0 | 0 | 0 | 0 | 0% | 0 | 0 | 0 | 0 | 0 | 0 | 0% | 0% | 0% | 0% | 0% | 0% | 0 | 0 | 0 | 0 | 0 | 0 | 0 | 0 | 0 | 0 | 0 | 0 | 0 | 0 | 0 | 0 | 0 | 0 | 0 | 0 | 0 | 0 | 0 | 0 | 0 | 0 | 0 | 0 | 0 | 0 |  | 0 |  | No | 45 | 9751.5 | 2925.45 | 1773 | 531.9 | 2216.25 | 664.875 | 0 | 29.2498 | 25.5648 | 522489.1645 | 61.5157 | 29.3595 | 532434.7756 | 1054923.9402 | 9751.5 | 2925.45 | 1773 | 531.9 | 2216.25 | 664.875 | 0 | 0 | 0 | 0 | 0 | 235422.7233 | 2.4 | 155000 | 0 | 0 | 80422.7233 | 251912.4316 | 20038.4 | 0 | 643950.8316 | 30062.0129 | 0.75787 | 15221 | 12199.0378 | 2.6002 | 31719.5944 |  |  |  |  | 5646.1185 | 1026.567 | 1283.2088 |  | 3011.2632 | 547.5024 | 684.378 |  | 8657.3817 | 0 | 8657.3817 | 372420.4933 | 0 | 43.0177 | 372420.4933 | 372420.4933 | 0 | 0 | 0 | 372420.4933 | 0 | 0
2004Q1 | 2004 | 2004-01-01 | 2004 | 1 | 2004-01-01 | 2004-01-01 | 2004-01-31 | 7.15% | 0.74536 | #REF! | #REF! | 0 | 0 | 0 | 0 | 0 | 0 | 0 | 0 | 0 | 0 | 0 | 0 | 0% | 0% | 0% | 0% | 0% | 0% | 0% | 0% | 0% | 0% | 0% | 0% | 0% | 0% | 0% | 0% | 0% | 0% | 0% | 0% | 0% | 0% | 0% | 0% | 0 | 21 | 5 | 4 | 1 | 31 | 1.5% | 14893.2 | 3546 | 3546 |  | 1 | 1 | 1 | 1 | 2978.64 | 709.2 | 709.2 |  | 1 | 1 | 1 | 1 | 21985.2 | 21985.2 | 4397.04 | 4397.04 | 4.0465 | 0 | 0 | 0 | 0 | 0 | 0 | 0 | 0 | 0 | 0 | 0 | 0 | 0 | 0 | 0 | 0 | 0 | 0 | 0% | 0% | 0% | 0% | 0% | 0% | 0% | 0% | 7718.9509 | 0 | 0 | 0 | 0 | 0 | 0 | 0% | 0 | 0 | 0 | 0 | 0 | 0 | 0% | 0% | 0% | 0% | 0% | 0% | 0 | 0 | 0 | 0 | 0 | 0 | 0 | 0 | 0 | 0 | 0 | 0 | 0 | 0 | 0 | 0 | 0 | 0 | 0 | 0 | 0 | 0 | 0 | 0 | 0 | 0 | 0 | 0 | 0 | 0 |  | 0 |  | No | 45 | 9308.25 | 2792.475 | 2216.25 | 664.875 | 2216.25 | 664.875 | 0 | 29.2498 | 25.5648 | 522489.1645 | 61.5157 | 29.3595 | 532434.7756 | 1054923.9402 | 9308.25 | 2792.475 | 2216.25 | 664.875 | 2216.25 | 664.875 | 0 | 0 | 0 | 0 | 0 | 235462.467 | 2.4 | 155000 | 0 | 0 | 80462.467 | 242248.0829 | 20639.8 | 0 | 634887.8829 | 30062.0129 | 0.758 | 15221 | 12199.0379 | 2.6782 | 32671.1822 |  |  |  |  | 5389.4768 | 1283.2088 | 1283.2088 |  | 2874.3876 | 684.378 | 684.378 |  | 8263.8643 | 0 | 8263.8643 | 313221.7294 | 0 | 37.9026 | 313221.7294 | 313221.7294 | 0 | 0 | 0 | 313221.7294 | 0 | 0
2004Q1 | 2004 | 2004-02-01 | 2004 | 2 |  | 2004-02-01 | 2004-02-29 | 7.15% | 0.74121 | #REF! | #REF! | 0 | 0 | 0 | 0 | 0 | 0 | 0 | 0 | 0 | 0 | 0 | 0 | 0% | 0% | 0% | 0% | 0% | 0% | 0% | 0% | 0% | 0% | 0% | 0% | 0% | 0% | 0% | 0% | 0% | 0% | 0% | 0% | 0% | 0% | 0% | 0% | 0 | 20 | 4 | 5 | 0 | 29 | 1.5% | 14184 | 2836.8 | 3546 |  | 1 | 1 | 1 | 1 | 2836.8 | 567.36 | 709.2 |  | 1 | 1 | 1 | 1 | 20566.8 | 20566.8 | 4113.36 | 4113.36 | 4.1314 | 0 | 0 | 0 | 0 | 0 | 0 | 0 | 0 | 0 | 0 | 0 | 0 | 0 | 0 | 0 | 0 | 0 | 0 | 0% | 0% | 0% | 0% | 0% | 0% | 0% | 0% | 7720.2538 | 0 | 0 | 0 | 0 | 0 | 0 | 0% | 0 | 0 | 0 | 0 | 0 | 0 | 0% | 0% | 0% | 0% | 0% | 0% | 0 | 0 | 0 | 0 | 0 | 0 | 0 | 0 | 0 | 0 | 0 | 0 | 0 | 0 | 0 | 0 | 0 | 0 | 0 | 0 | 0 | 0 | 0 | 0 | 0 | 0 | 0 | 0 | 0 | 0 |  | 0 |  | No | 45 | 8865 | 2659.5 | 1773 | 531.9 | 2216.25 | 664.875 | 0 | 29.2498 | 25.5648 | 488780.1862 | 61.5157 | 29.3595 | 498084.1449 | 986864.3311 | 8865 | 2659.5 | 1773 | 531.9 | 2216.25 | 664.875 | 0 | 0 | 0 | 0 | 0 | 160765.6765 | 2.4 | 145000 | 0 | 0 | 15765.6765 | 43902.8509 | 18577.4 | 0 | 410480.2509 | 20679.9174 | 0.75813 | 14239 | 3969.3924 | 2.6782 | 10630.7353 |  |  |  |  | 0 | 0 | 0 |  | 2737.512 | 547.5024 | 684.378 |  | 8417.8494 | 0 | 8417.8494 | 256884.9426 | 0 | 30.5167 | 256884.9426 | 256884.9426 | 0 | 0 | 0 | 256884.9426 | 0 | 0
2004Q1 | 2004 | 2004-03-01 | 2004 | 3 |  | 2004-03-01 | 2004-03-31 | 7.15% | 0.7368 | #REF! | #REF! | 0 | 0 | 0 | 0 | 0 | 0 | 0 | 0 | 0 | 0 | 0 | 0 | 0% | 0% | 0% | 0% | 0% | 0% | 0% | 0% | 0% | 0% | 0% | 0% | 0% | 0% | 0% | 0% | 0% | 0% | 0% | 0% | 0% | 0% | 0% | 0% | 0 | 23 | 4 | 4 | 0 | 31 | 1.5% | 16311.6 | 2836.8 | 2836.8 |  | 1 | 1 | 1 | 1 | 3262.32 | 567.36 | 567.36 |  | 1 | 1 | 1 | 1 | 21985.2 | 21985.2 | 4397.04 | 4397.04 | 4.2108 | 0 | 0 | 0 | 0 | 0 | 0 | 0 | 0 | 0 | 0 | 0 | 0 | 0 | 0 | 0 | 0 | 0 | 0 | 0% | 0% | 0% | 0% | 0% | 0% | 0% | 0% | 7721.5566 | 0 | 0 | 0 | 0 | 0 | 0 | 0% | 0 | 0 | 0 | 0 | 0 | 0 | 0% | 0% | 0% | 0% | 0% | 0% | 0 | 0 | 0 | 0 | 0 | 0 | 0 | 0 | 0 | 0 | 0 | 0 | 0 | 0 | 0 | 0 | 0 | 0 | 0 | 0 | 0 | 0 | 0 | 0 | 0 | 0 | 0 | 0 | 0 | 0 |  | 0 |  | No | 45 | 10194.75 | 3058.425 | 1773 | 531.9 | 1773 | 531.9 | 0 | 29.2498 | 25.5648 | 522489.1645 | 61.5157 | 29.3595 | 532434.7756 | 1054923.9402 | 10194.75 | 3058.425 | 1773 | 531.9 | 1773 | 531.9 | 0 | 0 | 0 | 0 | 0 | 171881.9666 | 2.4 | 155000 | 0 | 0 | 16881.9666 | 44537.2469 | 19009.2 | 0 | 435546.4469 | 22106.1186 | 0.75826 | 15221 | 4243.1436 | 2.6782 | 11363.8895 |  |  |  |  | 0 | 0 | 0 |  | 3148.1388 | 547.5024 | 547.5024 |  | 9050.899 | 0 | 9050.899 | 266716.6043 | 0 | 29.4685 | 266716.6043 | 266716.6043 | 0 | 0 | 0 | 266716.6043 | 0 | 0
2004Q2 | 2004 | 2004-04-01 | 2004 | 4 |  | 2004-04-01 | 2004-04-30 | 7.15% | 0.73256 | #REF! | #REF! | 0 | 0 | 0 | 0 | 0 | 0 | 0 | 0 | 0 | 0 | 0 | 0 | 0% | 0% | 0% | 0% | 0% | 0% | 0% | 0% | 0% | 0% | 0% | 0% | 0% | 0% | 0% | 0% | 0% | 0% | 0% | 0% | 0% | 0% | 0% | 0% | 0 | 22 | 4 | 4 | 0 | 30 | 1.5% | 15602.4 | 2836.8 | 2836.8 |  | 1 | 1 | 1 | 1 | 3120.48 | 567.36 | 567.36 |  | 1 | 1 | 1 | 1 | 21276 | 21276 | 4255.2 | 4255.2 | 4.2957 | 0 | 0 | 0 | 0 | 0 | 0 | 0 | 0 | 0 | 0 | 0 | 0 | 0 | 0 | 0 | 0 | 0 | 0 | 0% | 0% | 0% | 0% | 0% | 0% | 0% | 0% | 7722.8595 | 0 | 0 | 0 | 0 | 0 | 0 | 0% | 0 | 0 | 0 | 0 | 0 | 0 | 0% | 0% | 0% | 0% | 0% | 0% | 0 | 0 | 0 | 0 | 0 | 0 | 0 | 0 | 0 | 0 | 0 | 0 | 0 | 0 | 0 | 0 | 0 | 0 | 0 | 0 | 0 | 0 | 0 | 0 | 0 | 0 | 0 | 0 | 0 | 0 |  | 0 |  | No | 45 | 9751.5 | 2925.45 | 1773 | 531.9 | 1773 | 531.9 | 0 | 29.2498 | 25.5648 | 505634.6753 | 61.5157 | 29.3595 | 515259.4603 | 1020894.1356 | 9751.5 | 2925.45 | 1773 | 531.9 | 1773 | 531.9 | 0 | 0 | 0 | 0 | 0 | 227982.2883 | 2.4 | 150000 | 0 | 0 | 77982.2883 | 199679.2351 | 17574 | 0 | 577253.2351 | 29092.2705 | 0.75838 | 14730 | 11805.5205 | 2.6782 | 31617.2731 |  |  |  |  | 5646.1185 | 1026.567 | 1026.567 |  | 3011.2632 | 547.5024 | 547.5024 |  | 10231.4511 | 0 | 10231.4511 | 298728.6362 | 0 | 29.1971 | 298728.6362 | 298728.6362 | 0 | 0 | 0 | 298728.6362 | 0 | 0
2004Q2 | 2004 | 2004-05-01 | 2004 | 5 | 2004-05-31 | 2004-05-01 | 2004-05-31 | 7.15% | 0.72821 | #REF! | #REF! | 0 | 0 | 0 | 0 | 0 | 0 | 0 | 0 | 0 | 0 | 0 | 0 | 0% | 0% | 0% | 0% | 0% | 0% | 0% | 0% | 0% | 0% | 0% | 0% | 0% | 0% | 0% | 0% | 0% | 0% | 0% | 0% | 0% | 0% | 0% | 0% | 0 | 20 | 5 | 5 | 1 | 31 | 1.5% | 14184 | 3546 | 4255.2 |  | 1 | 1 | 1 | 1 | 2836.8 | 709.2 | 851.04 |  | 1 | 1 | 1 | 1 | 21985.2 | 21985.2 | 4397.04 | 4397.04 | 4.3778 | 0 | 0 | 0 | 0 | 0 | 0 | 0 | 0 | 0 | 0 | 0 | 0 | 0 | 0 | 0 | 0 | 0 | 0 | 0% | 0% | 0% | 0% | 0% | 0% | 0% | 0% | 7724.1624 | 0 | 0 | 0 | 0 | 0 | 0 | 0% | 0 | 0 | 0 | 0 | 0 | 0 | 0% | 0% | 0% | 0% | 0% | 0% | 0 | 0 | 0 | 0 | 0 | 0 | 0 | 0 | 0 | 0 | 0 | 0 | 0 | 0 | 0 | 0 | 0 | 0 | 0 | 0 | 0 | 0 | 0 | 0 | 0 | 0 | 0 | 0 | 0 | 0 |  | 0 |  | No | 45 | 10638 | 0 | 2659.5 | 0 | 3191.4 | 0 | 0 | 29.9518 | 26.1784 | 493872.8349 | 62.9921 | 30.0641 | 1054487.2491 | 1548360.084 | 10638 | 0 | 2659.5 | 0 | 3191.4 | 0 | 0 | 0 | 0 | 0 | 0 | 203780.7062 | 2.4 | 155000 | 0 | 0 | 48780.7062 | 123983.6534 | 18073 | 0 | 514056.6534 | 26035.9731 | 0.75851 | 15221 | 9547.0731 | 2.6782 | 25568.7513 |  |  |  |  | 3421.89 | 855.4725 | 1026.567 |  | 2737.512 | 684.378 | 821.2536 |  | 7699.2525 | 0 | 7699.2525 | 228306.5645 | 0 | 29.6531 | 228306.5645 | 228306.5645 | 0 | 0 | 0 | 228306.5645 | 0 | 0
2004Q2 | 2004 | 2004-06-01 | 2004 | 6 |  | 2004-06-01 | 2004-06-30 | 7.15% | 0.72402 | #REF! | #REF! | 0 | 0 | 0 | 0 | 0 | 0 | 0 | 0 | 0 | 0 | 0 | 0 | 0% | 0% | 0% | 0% | 0% | 0% | 0% | 0% | 0% | 0% | 0% | 0% | 0% | 0% | 0% | 0% | 0% | 0% | 0% | 0% | 0% | 0% | 0% | 0% | 0 | 22 | 4 | 4 | 0 | 30 | 1.5% | 15602.4 | 2836.8 | 2836.8 |  | 1 | 1 | 1 | 1 | 3120.48 | 567.36 | 567.36 |  | 1 | 1 | 1 | 1 | 21276 | 21276 | 4255.2 | 4255.2 | 4.4627 | 0 | 0 | 0 | 0 | 0 | 0 | 0 | 0 | 0 | 0 | 0 | 0 | 0 | 0 | 0 | 0 | 0 | 0 | 0% | 0% | 0% | 0% | 0% | 0% | 0% | 0% | 7725.4653 | 0 | 0 | 0 | 0 | 0 | 0 | 0% | 0 | 0 | 0 | 0 | 0 | 0 | 0% | 0% | 0% | 0% | 0% | 0% | 0 | 0 | 0 | 0 | 0 | 0 | 0 | 0 | 0 | 0 | 0 | 0 | 0 | 0 | 0 | 0 | 0 | 0 | 0 | 0 | 0 | 0 | 0 | 0 | 0 | 0 | 0 | 0 | 0 | 0 |  | 0 |  | No | 45 | 11701.8 | 0 | 2127.6 | 0 | 2127.6 | 0 | 0 | 29.9518 | 26.1784 | 477941.4531 | 62.9921 | 30.0641 | 1020471.5314 | 1498412.9845 | 11701.8 | 0 | 2127.6 | 0 | 2127.6 | 0 | 0 | 0 | 0 | 0 | 0 | 123275.2495 | 2.4 | 123275.2495 | 0 | 0 | 0 | 0 | 17688 | 0 | 313548.5987 | 15957 | 0.75864 | 12105.6295 | 0 | 2.6782 | 0 |  |  |  |  | 0 | 0 | 0 |  | 0 | 0 | 0 |  | 4790.646 | 0 | 4790.646 | 145517.2149 | 0 | 30.3753 | 145517.2149 | 145517.2149 | 0 | 0 | 0 | 145517.2149 | 0 | 0
2004Q3 | 2004 | 2004-07-01 | 2004 | 7 | 2004-07-05 | 2004-07-01 | 2004-07-31 | 7.15% | 0.71972 | #REF! | #REF! | 0 | 0 | 0 | 0 | 0 | 0 | 0 | 0 | 0 | 0 | 0 | 0 | 0% | 0% | 0% | 0% | 0% | 0% | 0% | 0% | 0% | 0% | 0% | 0% | 0% | 0% | 0% | 0% | 0% | 0% | 0% | 0% | 0% | 0% | 0% | 0% | 0 | 21 | 5 | 4 | 1 | 31 | 1.5% | 14893.2 | 3546 | 3546 |  | 1 | 1 | 1 | 1 | 2978.64 | 709.2 | 709.2 |  | 1 | 1 | 1 | 1 | 21985.2 | 21985.2 | 4397.04 | 4397.04 | 4.5448 | 0 | 0 | 0 | 0 | 0 | 0 | 0 | 0 | 0 | 0 | 0 | 0 | 0 | 0 | 0 | 0 | 0 | 0 | 0% | 0% | 0% | 0% | 0% | 0% | 0% | 0% | 7726.7682 | 0 | 0 | 0 | 0 | 0 | 0 | 0% | 0 | 0 | 0 | 0 | 0 | 0 | 0% | 0% | 0% | 0% | 0% | 0% | 0 | 0 | 0 | 0 | 0 | 0 | 0 | 0 | 0 | 0 | 0 | 0 | 0 | 0 | 0 | 0 | 0 | 0 | 0 | 0 | 0 | 0 | 0 | 0 | 0 | 0 | 0 | 0 | 0 | 0 |  | 0 |  | No | 45 | 11169.9 | 0 | 2659.5 | 0 | 2659.5 | 0 | 0 | 29.9518 | 26.1784 | 493872.8349 | 62.9921 | 30.0641 | 1054487.2491 | 1548360.084 | 11169.9 | 0 | 2659.5 | 0 | 2659.5 | 0 | 0 | 0 | 0 | 0 | 0 | 203849.452 | 2.4 | 155000 | 0 | 0 | 48849.452 | 128987.0669 | 18352 | 0 | 519339.0669 | 26035.9731 | 0.75877 | 15221 | 9547.0731 | 2.6782 | 25568.7513 |  |  |  |  | 3592.9845 | 855.4725 | 855.4725 |  | 2874.3876 | 684.378 | 684.378 |  | 9547.0731 | 0 | 9547.0731 | 392208.4723 | 0 | 41.0815 | 392208.4723 | 392208.4723 | 0 | 0 | 0 | 392208.4723 | 0 | 0
2004Q3 | 2004 | 2004-08-01 | 2004 | 8 |  | 2004-08-01 | 2004-08-31 | 7.15% | 0.71544 | #REF! | #REF! | 0 | 0 | 0 | 0 | 0 | 0 | 0 | 0 | 0 | 0 | 0 | 0 | 0% | 0% | 0% | 0% | 0% | 0% | 0% | 0% | 0% | 0% | 0% | 0% | 0% | 0% | 0% | 0% | 0% | 0% | 0% | 0% | 0% | 0% | 0% | 0% | 0 | 22 | 4 | 5 | 0 | 31 | 1.5% | 15602.4 | 2836.8 | 3546 |  | 1 | 1 | 1 | 1 | 3120.48 | 567.36 | 709.2 |  | 1 | 1 | 1 | 1 | 21985.2 | 21985.2 | 4397.04 | 4397.04 | 4.6297 | 0 | 0 | 0 | 0 | 0 | 0 | 0 | 0 | 0 | 0 | 0 | 0 | 0 | 0 | 0 | 0 | 0 | 0 | 0% | 0% | 0% | 0% | 0% | 0% | 0% | 0% | 7728.071 | 0 | 0 | 0 | 0 | 0 | 0 | 0% | 0 | 0 | 0 | 0 | 0 | 0 | 0% | 0% | 0% | 0% | 0% | 0% | 0 | 0 | 0 | 0 | 0 | 0 | 0 | 0 | 0 | 0 | 0 | 0 | 0 | 0 | 0 | 0 | 0 | 0 | 0 | 0 | 0 | 0 | 0 | 0 | 0 | 0 | 0 | 0 | 0 | 0 |  | 0 |  | No | 45 | 11701.8 | 0 | 2127.6 | 0 | 2659.5 | 0 | 0 | 29.9518 | 26.1784 | 493872.8349 | 62.9921 | 30.0641 | 1054487.2491 | 1548360.084 | 11701.8 | 0 | 2127.6 | 0 | 2659.5 | 0 | 0 | 0 | 0 | 0 | 0 | 203883.8249 | 2.4 | 155000 | 0 | 0 | 48883.8249 | 133852.6106 | 18482.2 | 0 | 524334.8106 | 26035.9731 | 0.7589 | 15221 | 9547.0731 | 2.6782 | 25568.7513 |  |  |  |  | 3764.079 | 684.378 | 855.4725 |  | 3011.2632 | 547.5024 | 684.378 |  | 9547.0731 | 12729.4308 | 22276.5039 | 475349.1536 | 365971.1382 | 37.7672 | 841320.2919 | 475349.1536 | 0 | 0 | 0 | 475349.1536 | 0 | 0
2004Q3 | 2004 | 2004-09-01 | 2004 | 9 | 2004-09-06 | 2004-09-01 | 2004-09-30 | 7.15% | 0.71132 | #REF! | #REF! | 0 | 0 | 0 | 0 | 0 | 0 | 0 | 0 | 0 | 0 | 0 | 0 | 0% | 0% | 0% | 0% | 0% | 0% | 0% | 0% | 0% | 0% | 0% | 0% | 0% | 0% | 0% | 0% | 0% | 0% | 0% | 0% | 0% | 0% | 0% | 0% | 0 | 21 | 4 | 4 | 1 | 30 | 1.5% | 14893.2 | 2836.8 | 3546 |  | 1 | 1 | 1 | 1 | 2978.64 | 567.36 | 709.2 |  | 1 | 1 | 1 | 1 | 21276 | 21276 | 4255.2 | 4255.2 | 4.7146 | 0 | 0 | 0 | 0 | 0 | 0 | 0 | 0 | 0 | 0 | 0 | 0 | 0 | 0 | 0 | 0 | 0 | 0 | 0% | 0% | 0% | 0% | 0% | 0% | 0% | 0% | 7729.3739 | 0 | 0 | 0 | 0 | 0 | 0 | 0% | 0 | 0 | 0 | 0 | 0 | 0 | 0% | 0% | 0% | 0% | 0% | 0% | 0 | 0 | 0 | 0 | 0 | 0 | 0 | 0 | 0 | 0 | 0 | 0 | 0 | 0 | 0 | 0 | 0 | 0 | 0 | 0 | 0 | 0 | 0 | 0 | 0 | 0 | 0 | 0 | 0 | 0 |  | 0 |  | No | 45 | 11169.9 | 0 | 2127.6 | 0 | 2659.5 | 0 | 0 | 29.9518 | 26.1784 | 477941.4531 | 62.9921 | 30.0641 | 1020471.5314 | 1498412.9845 | 11169.9 | 0 | 2127.6 | 0 | 2659.5 | 0 | 0 | 0 | 0 | 0 | 0 | 197340.1914 | 2.4 | 150000 | 0 | 0 | 47340.1914 | 135131.2 | 18060 | 0 | 513191.2 | 25196.103 | 0.75902 | 14730 | 9239.103 | 2.6782 | 24743.9529 |  |  |  |  | 3592.9845 | 684.378 | 855.4725 |  | 2874.3876 | 547.5024 | 684.378 |  | 9239.103 | 0 | 9239.103 | 397658.9755 | 0 | 43.0409 | 397658.9755 | 397658.9755 | 0 | 0 | 0 | 397658.9755 | 0 | 0 | [24 empty] | 0
2004Q4 | 2004 | 2004-10-01 | 2004 | 10 |  | 2004-10-01 | 2004-10-31 | 7.15% | 0.70709 | #REF! | #REF! | 0 | 0 | 0 | 0 | 0 | 0 | 0 | 0 | 0 | 0 | 0 | 0 | 0% | 0% | 0% | 0% | 0% | 0% | 0% | 0% | 0% | 0% | 0% | 0% | 0% | 0% | 0% | 0% | 0% | 0% | 0% | 0% | 0% | 0% | 0% | 0% | 0 | 21 | 5 | 5 | 0 | 31 | 1.5% | 14893.2 | 3546 | 3546 |  | 1 | 1 | 1 | 1 | 2978.64 | 709.2 | 709.2 |  | 1 | 1 | 1 | 1 | 21985.2 | 21985.2 | 4397.04 | 4397.04 | 4.7967 | 0 | 0 | 0 | 0 | 0 | 0 | 0 | 0 | 0 | 0 | 0 | 0 | 0 | 0 | 0 | 0 | 0 | 0 | 0% | 0% | 0% | 0% | 0% | 0% | 0% | 0% | 7730.6768 | 0 | 0 | 0 | 0 | 0 | 0 | 0% | 0 | 0 | 0 | 0 | 0 | 0 | 0% | 0% | 0% | 0% | 0% | 0% | 0 | 0 | 0 | 0 | 0 | 0 | 0 | 0 | 0 | 0 | 0 | 0 | 0 | 0 | 0 | 0 | 0 | 0 | 0 | 0 | 0 | 0 | 0 | 0 | 0 | 0 | 0 | 0 | 0 | 0 |  | 0 |  | No | 45 | 9308.25 | 2792.475 | 2216.25 | 664.875 | 2216.25 | 664.875 | 0 | 29.9518 | 26.1784 | 535028.9045 | 62.9921 | 30.0641 | 545213.2102 | 1080242.1147 | 9308.25 | 2792.475 | 2216.25 | 664.875 | 2216.25 | 664.875 | 0 | 0 | 0 | 0 | 0 | 235820.1599 | 2.4 | 155000 | 0 | 0 | 80820.1599 | 240763.7941 | 18748.8 | 0 | 631512.5941 | 30062.0129 | 0.75915 | 15221 | 12199.0379 | 2.6782 | 32671.1822 |  |  |  |  | 5389.4768 | 1283.2088 | 1283.2088 |  | 2874.3876 | 684.378 | 684.378 |  | 10231.4511 | 0 | 10231.4511 | 393285.8501 | 0 | 38.4389 | 393285.8501 | 393285.8501 | 0 | 0 | 0 | 393285.8501 | 0 | 0
2004Q4 | 2004 | 2004-11-01 | 2004 | 11 | 2004-11-25 | 2004-11-01 | 2004-11-30 | 7.15% | 0.70302 | #REF! | #REF! | 0 | 0 | 0 | 0 | 0 | 0 | 0 | 0 | 0 | 0 | 0 | 0 | 0% | 0% | 0% | 0% | 0% | 0% | 0% | 0% | 0% | 0% | 0% | 0% | 0% | 0% | 0% | 0% | 0% | 0% | 0% | 0% | 0% | 0% | 0% | 0% | 0 | 21 | 4 | 4 | 1 | 30 | 1.5% | 14893.2 | 2836.8 | 3546 |  | 1 | 1 | 1 | 1 | 2978.64 | 567.36 | 709.2 |  | 1 | 1 | 1 | 1 | 21276 | 21276 | 4255.2 | 4255.2 | 4.8816 | 0 | 0 | 0 | 0 | 0 | 0 | 0 | 0 | 0 | 0 | 0 | 0 | 0 | 0 | 0 | 0 | 0 | 0 | 0% | 0% | 0% | 0% | 0% | 0% | 0% | 0% | 7731.9797 | 0 | 0 | 0 | 0 | 0 | 0 | 0% | 0 | 0 | 0 | 0 | 0 | 0 | 0% | 0% | 0% | 0% | 0% | 0% | 0 | 0 | 0 | 0 | 0 | 0 | 0 | 0 | 0 | 0 | 0 | 0 | 0 | 0 | 0 | 0 | 0 | 0 | 0 | 0 | 0 | 0 | 0 | 0 | 0 | 0 | 0 | 0 | 0 | 0 |  | 0 |  | No | 45 | 9308.25 | 2792.475 | 1773 | 531.9 | 2216.25 | 664.875 | 0 | 29.9518 | 26.1784 | 517769.9075 | 62.9921 | 30.0641 | 527625.6873 | 1045395.5949 | 9308.25 | 2792.475 | 1773 | 531.9 | 2216.25 | 664.875 | 0 | 0 | 0 | 0 | 0 | 228251.5195 | 2.4 | 150000 | 0 | 0 | 78251.5195 | 242721.4508 | 18678 | 0 | 621399.4508 | 29092.2705 | 0.75928 | 14730 | 11805.5205 | 2.6782 | 31617.2731 |  |  |  |  | 5389.4768 | 1026.567 | 1283.2088 |  | 2874.3876 | 547.5024 | 684.378 |  | 8263.8643 | 0 | 8263.8643 | 314663.4651 | 0 | 38.077 | 314663.4651 | 314663.4651 | 0 | 0 | 0 | 314663.4651 | 0 | 0
2004Q4 | 2004 | 2004-12-01 | 2004 | 12 | 2004-12-25 | 2004-12-01 | 2004-12-31 | 7.15% | 0.69884 | #REF! | #REF! | 0 | 0 | 0 | 0 | 0 | 0 | 0 | 0 | 0 | 0 | 0 | 0 | 0% | 0% | 0% | 0% | 0% | 0% | 0% | 0% | 0% | 0% | 0% | 0% | 0% | 0% | 0% | 0% | 0% | 0% | 0% | 0% | 0% | 0% | 0% | 0% | 0 | 23 | 3 | 4 | 1 | 31 | 1.5% | 16311.6 | 2127.6 | 3546 |  | 1 | 1 | 1 | 1 | 3262.32 | 425.52 | 709.2 |  | 1 | 1 | 1 | 1 | 21985.2 | 21985.2 | 4397.04 | 4397.04 | 4.9637 | 0 | 0 | 0 | 0 | 0 | 0 | 0 | 0 | 0 | 0 | 0 | 0 | 0 | 0 | 0 | 0 | 0 | 0 | 0% | 0% | 0% | 0% | 0% | 0% | 0% | 0% | 7733.2826 | 0 | 0 | 0 | 0 | 0 | 0 | 0% | 0 | 0 | 0 | 0 | 0 | 0 | 0% | 0% | 0% | 0% | 0% | 0% | 0 | 0 | 0 | 0 | 0 | 0 | 0 | 0 | 0 | 0 | 0 | 0 | 0 | 0 | 0 | 0 | 0 | 0 | 0 | 0 | 0 | 0 | 0 | 0 | 0 | 0 | 0 | 0 | 0 | 0 |  | 0 |  | No | 45 | 10194.75 | 3058.425 | 1329.75 | 398.925 | 2216.25 | 664.875 | 0 | 29.9518 | 26.1784 | 535028.9045 | 62.9921 | 30.0641 | 545213.2102 | 1080242.1147 | 10194.75 | 3058.425 | 1329.75 | 398.925 | 2216.25 | 664.875 | 0 | 0 | 0 | 0 | 0 | 235899.6472 | 2.4 | 155000 | 0 | 0 | 80899.6472 | 261429.7277 | 19846.2 | 0 | 653275.9277 | 30062.0128 | 0.75941 | 15221 | 12199.0379 | 2.6782 | 32671.1822 |  |  |  |  | 5902.7603 | 769.9252 | 1283.2088 |  | 3148.1388 | 410.6268 | 684.378 |  | 9050.899 | 0 | 9050.899 | 359610.5226 | 0 | 39.732 | 359610.5226 | 359610.5226 | 0 | 0 | 0 | 359610.5226 | 0 | 0
2005Q1 | 2005 | 2005-01-01 | 2005 | 1 | 2005-01-01 | 2005-01-01 | 2005-01-31 | 7.15% | 0.69469 | #REF! | #REF! | 0 | 0 | 0 | 0 | 0 | 0 | 0 | 0 | 0 | 0 | 0 | 0 | 0% | 0% | 0% | 0% | 0% | 0% | 0% | 0% | 0% | 0% | 0% | 0% | 0% | 0% | 0% | 0% | 0% | 0% | 0% | 0% | 0% | 0% | 0% | 0% | 0 | 21 | 4 | 5 | 1 | 31 | 1.5% | 14893.2 | 2836.8 | 4255.2 |  | 1 | 1 | 1 | 1 | 2978.64 | 567.36 | 851.04 |  | 1 | 1 | 1 | 1 | 21985.2 | 21985.2 | 4397.04 | 4397.04 | 5.0486 | 0 | 0 | 0 | 0 | 0 | 0 | 0 | 0 | 0 | 0 | 0 | 0 | 0 | 0 | 0 | 0 | 0 | 0 | 0% | 0% | 0% | 0% | 0% | 0% | 0% | 0% | 7734.5854 | 0 | 0 | 0 | 0 | 0 | 0 | 0% | 0 | 0 | 0 | 0 | 0 | 0 | 0% | 0% | 0% | 0% | 0% | 0% | 0 | 0 | 0 | 0 | 0 | 0 | 0 | 0 | 0 | 0 | 0 | 0 | 0 | 0 | 0 | 0 | 0 | 0 | 0 | 0 | 0 | 0 | 0 | 0 | 0 | 0 | 0 | 0 | 0 | 0 |  | 0 |  | No | 45 | 9308.25 | 2792.475 | 1773 | 531.9 | 2659.5 | 797.85 | 0 | 29.9518 | 26.1784 | 535028.9045 | 62.9921 | 30.0641 | 545213.2102 | 1080242.1147 | 9308.25 | 2792.475 | 1773 | 531.9 | 2659.5 | 797.85 | 0 | 0 | 0 | 0 | 0 | 235939.3908 | 2.4 | 155000 | 0 | 0 | 80939.3908 | 250772.2579 | 20590.2 | 0 | 643362.4579 | 30062.0128 | 0.75954 | 15221 | 12199.0378 | 2.7585 | 33651.3177 |  |  |  |  | 5389.4768 | 1026.567 | 1539.8505 |  | 2874.3876 | 547.5024 | 821.2536 |  | 8263.8643 | 0 | 8263.8643 | 309198.9247 | 0 | 37.4158 | 309198.9247 | 309198.9247 | 0 | 0 | 0 | 309198.9247 | 0 | 0
2005Q1 | 2005 | 2005-02-01 | 2005 | 2 |  | 2005-02-01 | 2005-02-28 | 7.15% | 0.69096 | #REF! | #REF! | 0 | 0 | 0 | 0 | 0 | 0 | 0 | 0 | 0 | 0 | 0 | 0 | 0% | 0% | 0% | 0% | 0% | 0% | 0% | 0% | 0% | 0% | 0% | 0% | 0% | 0% | 0% | 0% | 0% | 0% | 0% | 0% | 0% | 0% | 0% | 0% | 0 | 20 | 4 | 4 | 0 | 28 | 1.5% | 14184 | 2836.8 | 2836.8 |  | 1 | 1 | 1 | 1 | 2836.8 | 567.36 | 567.36 |  | 1 | 1 | 1 | 1 | 19857.6 | 19857.6 | 3971.52 | 3971.52 | 5.1335 | 0 | 0 | 0 | 0 | 0 | 0 | 0 | 0 | 0 | 0 | 0 | 0 | 0 | 0 | 0 | 0 | 0 | 0 | 0% | 0% | 0% | 0% | 0% | 0% | 0% | 0% | 7735.8883 | 0 | 0 | 0 | 0 | 0 | 0 | 0% | 0 | 0 | 0 | 0 | 0 | 0 | 0% | 0% | 0% | 0% | 0% | 0% | 0 | 0 | 0 | 0 | 0 | 0 | 0 | 0 | 0 | 0 | 0 | 0 | 0 | 0 | 0 | 0 | 0 | 0 | 0 | 0 | 0 | 0 | 0 | 0 | 0 | 0 | 0 | 0 | 0 | 0 |  | 0 |  | No | 45 | 8865 | 2659.5 | 1773 | 531.9 | 1773 | 531.9 | 0 | 29.9518 | 26.1784 | 483251.9137 | 62.9921 | 30.0641 | 492450.6415 | 975702.5552 | 8865 | 2659.5 | 1773 | 531.9 | 1773 | 531.9 | 0 | 0 | 0 | 0 | 0 | 213142.4441 | 2.4 | 140000 | 0 | 0 | 73142.4441 | 209596.773 | 17914.4 | 0 | 563511.173 | 27152.7858 | 0.75966 | 13748 | 11018.4858 | 2.7585 | 30394.7385 |  |  |  |  | 5132.835 | 1026.567 | 1026.567 |  | 2737.512 | 547.5024 | 547.5024 |  | 7870.347 | 0 | 7870.347 | 243113.6217 | 0 | 30.8898 | 243113.6217 | 243113.6217 | 0 | 0 | 0 | 243113.6217 | 0 | 0
2005Q1 | 2005 | 2005-03-01 | 2005 | 3 |  | 2005-03-01 | 2005-03-31 | 7.15% | 0.68685 | #REF! | #REF! | 0 | 0 | 0 | 0 | 0 | 0 | 0 | 0 | 0 | 0 | 0 | 0 | 0% | 0% | 0% | 0% | 0% | 0% | 0% | 0% | 0% | 0% | 0% | 0% | 0% | 0% | 0% | 0% | 0% | 0% | 0% | 0% | 0% | 0% | 0% | 0% | 0 | 23 | 4 | 4 | 0 | 31 | 1.5% | 16311.6 | 2836.8 | 2836.8 |  | 1 | 1 | 1 | 1 | 3262.32 | 567.36 | 567.36 |  | 1 | 1 | 1 | 1 | 21985.2 | 21985.2 | 4397.04 | 4397.04 | 5.2101 | 0 | 0 | 0 | 0 | 0 | 0 | 0 | 0 | 0 | 0 | 0 | 0 | 0 | 0 | 0 | 0 | 0 | 0 | 0% | 0% | 0% | 0% | 0% | 0% | 0% | 0% | 7737.1912 | 0 | 0 | 0 | 0 | 0 | 0 | 0% | 0 | 0 | 0 | 0 | 0 | 0 | 0% | 0% | 0% | 0% | 0% | 0% | 0 | 0 | 0 | 0 | 0 | 0 | 0 | 0 | 0 | 0 | 0 | 0 | 0 | 0 | 0 | 0 | 0 | 0 | 0 | 0 | 0 | 0 | 0 | 0 | 0 | 0 | 0 | 0 | 0 | 0 |  | 0 |  | No | 45 | 10194.75 | 3058.425 | 1773 | 531.9 | 1773 | 531.9 | 0 | 29.9518 | 26.1784 | 535028.9045 | 62.9921 | 30.0641 | 545213.2102 | 1080242.1147 | 10194.75 | 3058.425 | 1773 | 531.9 | 1773 | 531.9 | 0 | 0 | 0 | 0 | 0 | 236018.8782 | 2.4 | 155000 | 0 | 0 | 81018.8782 | 219930.513 | 19003 | 0 | 610933.513 | 30062.0128 | 0.75979 | 15221 | 12199.0378 | 2.7585 | 33651.3177 |  |  |  |  | 5902.7603 | 1026.567 | 1026.567 |  | 3148.1388 | 547.5024 | 547.5024 |  | 0 | 0 | 0 | 0 | 0 | 0 | 0 | 0 | 0 | 0 | 0 | 0 | 0 | 0
2005Q2 | 2005 | 2005-04-01 | 2005 | 4 |  | 2005-04-01 | 2005-04-30 | 7.15% | 0.6829 | #REF! | #REF! | 0 | 0 | 0 | 0 | 0 | 0 | 0 | 0 | 0 | 0 | 0 | 0 | 0% | 0% | 0% | 0% | 0% | 0% | 0% | 0% | 0% | 0% | 0% | 0% | 0% | 0% | 0% | 0% | 0% | 0% | 0% | 0% | 0% | 0% | 0% | 0% | 0 | 21 | 5 | 4 | 0 | 30 | 1.5% | 14893.2 | 3546 | 2836.8 |  | 1 | 1 | 1 | 1 | 2978.64 | 709.2 | 567.36 |  | 1 | 1 | 1 | 1 | 21276 | 21276 | 4255.2 | 4255.2 | 5.295 | 0 | 0 | 0 | 0 | 0 | 0 | 0 | 0 | 0 | 0 | 0 | 0 | 0 | 0 | 0 | 0 | 0 | 0 | 0% | 0% | 0% | 0% | 0% | 0% | 0% | 0% | 7738.4941 | 0 | 0 | 0 | 0 | 0 | 0 | 0% | 0 | 0 | 0 | 0 | 0 | 0 | 0% | 0% | 0% | 0% | 0% | 0% | 0 | 0 | 0 | 0 | 0 | 0 | 0 | 0 | 0 | 0 | 0 | 0 | 0 | 0 | 0 | 0 | 0 | 0 | 0 | 0 | 0 | 0 | 0 | 0 | 0 | 0 | 0 | 0 | 0 | 0 |  | 0 |  | No | 45 | 9308.25 | 2792.475 | 2216.25 | 664.875 | 1773 | 531.9 | 0 | 29.9518 | 26.1784 | 517769.9075 | 62.9921 | 30.0641 | 527625.6873 | 1045395.5949 | 9308.25 | 2792.475 | 2216.25 | 664.875 | 1773 | 531.9 | 0 | 0 | 0 | 0 | 0 | 228443.8276 | 2.4 | 150000 | 0 | 0 | 78443.8276 | 206674.6336 | 17586 | 0 | 584260.6336 | 29092.2705 | 0.75992 | 14730 | 11805.5205 | 2.7585 | 32565.7913 |  |  |  |  | 5389.4768 | 1283.2088 | 1026.567 |  | 2874.3876 | 684.378 | 547.5024 |  | 10231.4511 | 0 | 10231.4511 | 292969.2534 | 0 | 28.6342 | 292969.2534 | 292969.2534 | 0 | 0 | 0 | 292969.2534 | 0 | 0 |  | Revenues | [7 empty] | Expenses | [11 empty] | Net Revenue
2005Q2 | 2005 | 2005-05-01 | 2005 | 5 | 2005-05-30 | 2005-05-01 | 2005-05-31 | 7.15% | 0.67884 | #REF! | #REF! | 0 | 0 | 0 | 0 | 0 | 0 | 0 | 0 | 0 | 0 | 0 | 0 | 0% | 0% | 0% | 0% | 0% | 0% | 0% | 0% | 0% | 0% | 0% | 0% | 0% | 0% | 0% | 0% | 0% | 0% | 0% | 0% | 0% | 0% | 0% | 0% | 0 | 21 | 4 | 5 | 1 | 31 | 1.5% | 14893.2 | 2836.8 | 4255.2 |  | 1 | 1 | 1 | 1 | 2978.64 | 567.36 | 851.04 |  | 1 | 1 | 1 | 1 | 21985.2 | 21985.2 | 4397.04 | 4397.04 | 5.3771 | 0 | 0 | 0 | 0 | 0 | 0 | 0 | 0 | 0 | 0 | 0 | 0 | 0 | 0 | 0 | 0 | 0 | 0 | 0% | 0% | 0% | 0% | 0% | 0% | 0% | 0% | 7739.797 | 0 | 0 | 0 | 0 | 0 | 0 | 0% | 0 | 0 | 0 | 0 | 0 | 0 | 0% | 0% | 0% | 0% | 0% | 0% | 0 | 0 | 0 | 0 | 0 | 0 | 0 | 0 | 0 | 0 | 0 | 0 | 0 | 0 | 0 | 0 | 0 | 0 | 0 | 0 | 0 | 0 | 0 | 0 | 0 | 0 | 0 | 0 | 0 | 0 |  | 0 |  | No | 45 | 11169.9 | 0 | 2127.6 | 0 | 3191.4 | 0 | 0 | 30.6707 | 26.8067 | 505725.7829 | 64.5039 | 30.7857 | 1079794.9431 | 1585520.726 | 11169.9 | 0 | 2127.6 | 0 | 3191.4 | 0 | 0 | 0 | 0 | 0 | 0 | 204193.1809 | 2.4 | 155000 | 0 | 0 | 49193.1809 | 128650.309 | 18091.6 | 0 | 518741.909 | 26035.9731 | 0.76005 | 15221 | 9547.0731 | 2.7585 | 26335.8138 |  |  |  |  | 3592.9845 | 684.378 | 1026.567 |  | 2874.3876 | 547.5024 | 821.2536 |  | 7699.2525 | 0 | 7699.2525 | 221223.0412 | 0 | 28.7331 | 221223.0412 | 221223.0412 | 0 | 0 | 0 | 221223.0412 | 0 | 0 | [9 empty] | Plant Operating Costs | [8 empty] | Market Purchase |  |  |  | Old | Market Volumes
2005Q2 | 2005 | 2005-06-01 | 2005 | 6 |  | 2005-06-01 | 2005-06-30 | 7.15% | 0.67493 |  |  | 0 | 0 | 0 | 0 | 0 | 0 | 0 | 0 | 0 | 0 | 0 | 0 | 0% | 0% | 0% | 0% | 0% | 0% | 0% | 0% | 0% | 0% | 0% | 0% | 0% | 0% | 0% | 0% | 0% | 0% | 0% | 0% | 0% | 0% | 0% | 0% | 0 | 22 | 4 | 4 | 0 | 30 | 1.5% | 15602.4 | 2836.8 | 2836.8 |  | 1 | 1 | 1 | 1 | 3120.48 | 567.36 | 567.36 |  | 1 | 1 | 1 | 1 | 21276 | 21276 | 4255.2 | 4255.2 | 5.462 | 0 | 0 | 0 | 0 | 0 | 0 | 0 | 0 | 0 | 0 | 0 | 0 | 0 | 0 | 0 | 0 | 0 | 0 | 0% | 0% | 0% | 0% | 0% | 0% | 0% | 0% | 7741.0998 | 0 | 0 | 0 | 0 | 0 | 0 | 0% | 0 | 0 | 0 | 0 | 0 | 0 | 0% | 0% | 0% | 0% | 0% | 0% | 0 | 0 | 0 | 0 | 0 | 0 | 0 | 0 | 0 | 0 | 0 | 0 | 0 | 0 | 0 | 0 | 0 | 0 | 0 | 0 | 0 | 0 | 0 | 0 | 0 | 0 | 0 | 0 | 0 | 0 |  | 0 |  | No | 45 | 11701.8 | 0 | 2127.6 | 0 | 2127.6 | 0 | 0 | 30.6707 | 26.8067 | 489412.048 | 64.5039 | 30.7857 | 1044962.8481 | 1534374.8961 | 11701.8 | 0 | 2127.6 | 0 | 2127.6 | 0 | 0 | 0 | 0 | 0 | 0 | 156464.6582 | 2.4 | 150000 | 0 | 0 | 6464.6582 | 17106.5651 | 17712 | 0 | 394818.5651 | 20063.268 | 0.76018 | 14730 | 4106.268 | 2.7585 | 11327.2318 |  |  |  |  | 0 | 0 | 0 |  | 3011.2632 | 547.5024 | 547.5024 |  | 1231.8804 | 0 | 1231.8804 | 42936.9696 | 0 | 34.8548 | 42936.9696 | 42936.9696 | 0 | 0 | 0 | 42936.9696 | 0 | 0
2005Q3 | 2005 | 2005-07-01 | 2005 | 7 | 2005-07-04 | 2005-07-01 | 2005-07-31 | 7.15% | 0.67092 |  |  | 0 | 0 | 0 | 0 | 0 | 0 | 0 | 0 | 0 | 0 | 0 | 0 | 0% | 0% | 0% | 0% | 0% | 0% | 0% | 0% | 0% | 0% | 0% | 0% | 0% | 0% | 0% | 0% | 0% | 0% | 0% | 0% | 0% | 0% | 0% | 0% | 0 | 20 | 5 | 5 | 1 | 31 | 1.5% | 14184 | 3546 | 4255.2 |  | 1 | 1 | 1 | 1 | 2836.8 | 709.2 | 851.04 |  | 1 | 1 | 1 | 1 | 21985.2 | 21985.2 | 4397.04 | 4397.04 | 5.5441 | 0 | 0 | 0 | 0 | 0 | 0 | 0 | 0 | 0 | 0 | 0 | 0 | 0 | 0 | 0 | 0 | 0 | 0 | 0% | 0% | 0% | 0% | 0% | 0% | 0% | 0% | 7742.4027 | 0 | 0 | 0 | 0 | 0 | 0 | 0% | 0 | 0 | 0 | 0 | 0 | 0 | 0% | 0% | 0% | 0% | 0% | 0% | 0 | 0 | 0 | 0 | 0 | 0 | 0 | 0 | 0 | 0 | 0 | 0 | 0 | 0 | 0 | 0 | 0 | 0 | 0 | 0 | 0 | 0 | 0 | 0 | 0 | 0 | 0 | 0 | 0 | 0 |  | 0 |  | No | 45 | 10638 | 0 | 2659.5 | 0 | 3191.4 | 0 | 0 | 30.6707 | 26.8067 | 505725.7829 | 64.5039 | 30.7857 | 1079794.9431 | 1585520.726 | 10638 | 0 | 2659.5 | 0 | 3191.4 | 0 | 0 | 0 | 0 | 0 | 0 | 204261.9267 | 2.4 | 155000 | 0 | 0 | 49261.9267 | 133843.4171 | 18376.8 | 0 | 524220.2171 | 26035.9731 | 0.7603 | 15221 | 9547.0731 | 2.7585 | 26335.8138 |  |  |  |  | 3421.89 | 855.4725 | 1026.567 |  | 2737.512 | 684.378 | 821.2536 |  | 9547.0731 | 0 | 9547.0731 | 396518.1248 | 0 | 41.533 | 396518.1248 | 396518.1248 | 0 | 0 | 0 | 396518.1248 | 0 | 0
2005Q3 | 2005 | 2005-08-01 | 2005 | 8 |  | 2005-08-01 | 2005-08-31 | 7.15% | 0.66693 |  |  | 0 | 0 | 0 | 0 | 0 | 0 | 0 | 0 | 0 | 0 | 0 | 0 | 0% | 0% | 0% | 0% | 0% | 0% | 0% | 0% | 0% | 0% | 0% | 0% | 0% | 0% | 0% | 0% | 0% | 0% | 0% | 0% | 0% | 0% | 0% | 0% | 0 | 23 | 4 | 4 | 0 | 31 | 1.5% | 16311.6 | 2836.8 | 2836.8 |  | 1 | 1 | 1 | 1 | 3262.32 | 567.36 | 567.36 |  | 1 | 1 | 1 | 1 | 21985.2 | 21985.2 | 4397.04 | 4397.04 | 5.629 | 0 | 0 | 0 | 0 | 0 | 0 | 0 | 0 | 0 | 0 | 0 | 0 | 0 | 0 | 0 | 0 | 0 | 0 | 0% | 0% | 0% | 0% | 0% | 0% | 0% | 0% | 7743.7056 | 0 | 0 | 0 | 0 | 0 | 0 | 0% | 0 | 0 | 0 | 0 | 0 | 0 | 0% | 0% | 0% | 0% | 0% | 0% | 0 | 0 | 0 | 0 | 0 | 0 | 0 | 0 | 0 | 0 | 0 | 0 | 0 | 0 | 0 | 0 | 0 | 0 | 0 | 0 | 0 | 0 | 0 | 0 | 0 | 0 | 0 | 0 | 0 | 0 |  | 0 |  | No | 45 | 12233.7 | 0 | 2127.6 | 0 | 2127.6 | 0 | 0 | 30.6707 | 26.8067 | 505725.7829 | 64.5039 | 30.7857 | 1079794.9431 | 1585520.726 | 12233.7 | 0 | 2127.6 | 0 | 2127.6 | 0 | 0 | 0 | 0 | 0 | 0 | 204296.2996 | 2.4 | 155000 | 0 | 0 | 49296.2996 | 138894.1372 | 18507 | 0 | 529401.1372 | 26035.9731 | 0.76043 | 15221 | 9547.0731 | 2.7585 | 26335.8138 |  |  |  |  | 3935.1735 | 684.378 | 684.378 |  | 3148.1388 | 547.5024 | 547.5024 |  | 9547.0731 | 0 | 9547.0731 | 530401.4302 | 0 | 55.5564 | 530401.4302 | 530401.4302 | 0 | 0 | 0 | 530401.4302 | 0 | 0
2005Q3 | 2005 | 2005-09-01 | 2005 | 9 | 2005-09-05 | 2005-09-01 | 2005-09-30 | 7.15% | 0.6631 |  |  | 0 | 0 | 0 | 0 | 0 | 0 | 0 | 0 | 0 | 0 | 0 | 0 | 0% | 0% | 0% | 0% | 0% | 0% | 0% | 0% | 0% | 0% | 0% | 0% | 0% | 0% | 0% | 0% | 0% | 0% | 0% | 0% | 0% | 0% | 0% | 0% | 0 | 21 | 4 | 4 | 1 | 30 | 1.5% | 14893.2 | 2836.8 | 3546 |  | 1 | 1 | 1 | 1 | 2978.64 | 567.36 | 709.2 |  | 1 | 1 | 1 | 1 | 21276 | 21276 | 4255.2 | 4255.2 | 5.7139 | 0 | 0 | 0 | 0 | 0 | 0 | 0 | 0 | 0 | 0 | 0 | 0 | 0 | 0 | 0 | 0 | 0 | 0 | 0% | 0% | 0% | 0% | 0% | 0% | 0% | 0% | 7745.0085 | 0 | 0 | 0 | 0 | 0 | 0 | 0% | 0 | 0 | 0 | 0 | 0 | 0 | 0% | 0% | 0% | 0% | 0% | 0% | 0 | 0 | 0 | 0 | 0 | 0 | 0 | 0 | 0 | 0 | 0 | 0 | 0 | 0 | 0 | 0 | 0 | 0 | 0 | 0 | 0 | 0 | 0 | 0 | 0 | 0 | 0 | 0 | 0 | 0 |  | 0 |  | No | 45 | 11169.9 | 0 | 2127.6 | 0 | 2659.5 | 0 | 0 | 30.6707 | 26.8067 | 489412.048 | 64.5039 | 30.7857 | 1044962.8481 | 1534374.8961 | 11169.9 | 0 | 2127.6 | 0 | 2659.5 | 0 | 0 | 0 | 0 | 0 | 0 | 197739.3605 | 2.4 | 150000 | 0 | 0 | 47739.3605 | 140223.181 | 18078 | 0 | 518301.181 | 25196.103 | 0.76056 | 14730 | 9239.103 | 2.7585 | 25486.2714 |  |  |  |  | 3592.9845 | 684.378 | 855.4725 |  | 2874.3876 | 547.5024 | 684.378 |  | 9239.103 | 0 | 9239.103 | 419550.2408 | 0 | 45.4103 | 419550.2408 | 419550.2408 | 0 | 0 | 0 | 419550.2408 | 0 | 0
2005Q4 | 2005 | 2005-10-01 | 2005 | 10 |  | 2005-10-01 | 2005-10-31 | 7.15% | 0.65915 |  |  | 0 | 0 | 0 | 0 | 0 | 0 | 0 | 0 | 0 | 0 | 0 | 0 | 0% | 0% | 0% | 0% | 0% | 0% | 0% | 0% | 0% | 0% | 0% | 0% | 0% | 0% | 0% | 0% | 0% | 0% | 0% | 0% | 0% | 0% | 0% | 0% | 0 | 21 | 5 | 5 | 0 | 31 | 1.5% | 14893.2 | 3546 | 3546 |  | 1 | 1 | 1 | 1 | 2978.64 | 709.2 | 709.2 |  | 1 | 1 | 1 | 1 | 21985.2 | 21985.2 | 4397.04 | 4397.04 | 5.796 | 0 | 0 | 0 | 0 | 0 | 0 | 0 | 0 | 0 | 0 | 0 | 0 | 0 | 0 | 0 | 0 | 0 | 0 | 0% | 0% | 0% | 0% | 0% | 0% | 0% | 0% | 7746.3114 | 0 | 0 | 0 | 0 | 0 | 0 | 0% | 0 | 0 | 0 | 0 | 0 | 0 | 0% | 0% | 0% | 0% | 0% | 0% | 0 | 0 | 0 | 0 | 0 | 0 | 0 | 0 | 0 | 0 | 0 | 0 | 0 | 0 | 0 | 0 | 0 | 0 | 0 | 0 | 0 | 0 | 0 | 0 | 0 | 0 | 0 | 0 | 0 | 0 |  | 0 |  | No | 45 | 9308.25 | 2792.475 | 2216.25 | 664.875 | 2216.25 | 664.875 | 0 | 30.6707 | 26.8067 | 547869.5982 | 64.5039 | 30.7857 | 558298.3273 | 1106167.9255 | 9308.25 | 2792.475 | 2216.25 | 664.875 | 2216.25 | 664.875 | 0 | 0 | 0 | 0 | 0 | 236297.0838 | 2.4 | 155000 | 0 | 0 | 81297.0838 | 249214.6386 | 18761.2 | 0 | 639975.8386 | 30062.0129 | 0.76069 | 15221 | 12199.0379 | 2.7585 | 33651.3177 |  |  |  |  | 5389.4768 | 1283.2088 | 1283.2088 |  | 2874.3876 | 684.378 | 684.378 |  | 10231.4511 | 0 | 10231.4511 | 411171.1008 | 0 | 40.187 | 411171.1008 | 411171.1008 | 0 | 0 | 0 | 411171.1008 | 0 | 0
2005Q4 | 2005 | 2005-11-01 | 2005 | 11 | 2005-11-24 | 2005-11-01 | 2005-11-30 | 7.15% | 0.65536 |  |  | 0 | 0 | 0 | 0 | 0 | 0 | 0 | 0 | 0 | 0 | 0 | 0 | 0% | 0% | 0% | 0% | 0% | 0% | 0% | 0% | 0% | 0% | 0% | 0% | 0% | 0% | 0% | 0% | 0% | 0% | 0% | 0% | 0% | 0% | 0% | 0% | 0 | 21 | 4 | 4 | 1 | 30 | 1.5% | 14893.2 | 2836.8 | 3546 |  | 1 | 1 | 1 | 1 | 2978.64 | 567.36 | 709.2 |  | 1 | 1 | 1 | 1 | 21276 | 21276 | 4255.2 | 4255.2 | 5.8809 | 0 | 0 | 0 | 0 | 0 | 0 | 0 | 0 | 0 | 0 | 0 | 0 | 0 | 0 | 0 | 0 | 0 | 0 | 0% | 0% | 0% | 0% | 0% | 0% | 0% | 0% | 7747.6142 | 0 | 0 | 0 | 0 | 0 | 0 | 0% | 0 | 0 | 0 | 0 | 0 | 0 | 0% | 0% | 0% | 0% | 0% | 0% | 0 | 0 | 0 | 0 | 0 | 0 | 0 | 0 | 0 | 0 | 0 | 0 | 0 | 0 | 0 | 0 | 0 | 0 | 0 | 0 | 0 | 0 | 0 | 0 | 0 | 0 | 0 | 0 | 0 | 0 |  | 0 |  | No | 45 | 9308.25 | 2792.475 | 1773 | 531.9 | 2216.25 | 664.875 | 0 | 30.6707 | 26.8067 | 530196.3853 | 64.5039 | 30.7857 | 540288.7038 | 1070485.0892 | 9308.25 | 2792.475 | 1773 | 531.9 | 2216.25 | 664.875 | 0 | 0 | 0 | 0 | 0 | 228713.0588 | 2.4 | 150000 | 0 | 0 | 78713.0588 | 251245.2796 | 18660 | 0 | 629905.2796 | 29092.2705 | 0.76082 | 14730 | 11805.5205 | 2.7585 | 32565.7913 |  |  |  |  | 5389.4768 | 1026.567 | 1283.2088 |  | 2874.3876 | 547.5024 | 684.378 |  | 8263.8643 | 0 | 8263.8643 | 348296.0678 | 0 | 42.1469 | 348296.0678 | 348296.0678 | 0 | 0 | 0 | 348296.0678 | 0 | 0
2005Q4 | 2005 | 2005-12-01 | 2005 | 12 | 2005-12-26 | 2005-12-01 | 2005-12-31 | 7.15% | 0.65147 |  |  | 0 | 0 | 0 | 0 | 0 | 0 | 0 | 0 | 0 | 0 | 0 | 0 | 0% | 0% | 0% | 0% | 0% | 0% | 0% | 0% | 0% | 0% | 0% | 0% | 0% | 0% | 0% | 0% | 0% | 0% | 0% | 0% | 0% | 0% | 0% | 0% | 0 | 21 | 5 | 4 | 1 | 31 | 1.5% | 14893.2 | 3546 | 3546 |  | 1 | 1 | 1 | 1 | 2978.64 | 709.2 | 709.2 |  | 1 | 1 | 1 | 1 | 21985.2 | 21985.2 | 4397.04 | 4397.04 | 5.963 | 0 | 0 | 0 | 0 | 0 | 0 | 0 | 0 | 0 | 0 | 0 | 0 | 0 | 0 | 0 | 0 | 0 | 0 | 0% | 0% | 0% | 0% | 0% | 0% | 0% | 0% | 7748.9171 | 0 | 0 | 0 | 0 | 0 | 0 | 0% | 0 | 0 | 0 | 0 | 0 | 0 | 0% | 0% | 0% | 0% | 0% | 0% | 0 | 0 | 0 | 0 | 0 | 0 | 0 | 0 | 0 | 0 | 0 | 0 | 0 | 0 | 0 | 0 | 0 | 0 | 0 | 0 | 0 | 0 | 0 | 0 | 0 | 0 | 0 | 0 | 0 | 0 |  | 0 |  | No | 45 | 9308.25 | 2792.475 | 2216.25 | 664.875 | 2216.25 | 664.875 | 0 | 30.6707 | 26.8067 | 547869.5982 | 64.5039 | 30.7857 | 558298.3273 | 1106167.9255 | 9308.25 | 2792.475 | 2216.25 | 664.875 | 2216.25 | 664.875 | 0 | 0 | 0 | 0 | 0 | 236376.5711 | 2.4 | 155000 | 0 | 0 | 81376.5711 | 270615.0078 | 19809 | 0 | 662424.0078 | 30062.0129 | 0.76094 | 15221 | 12199.0379 | 2.7585 | 33651.3177 |  |  |  |  | 5389.4768 | 1283.2088 | 1283.2088 |  | 2874.3876 | 684.378 | 684.378 |  | 8263.8643 | 0 | 8263.8643 | 340413.6514 | 0 | 41.193 | 340413.6514 | 340413.6514 | 0 | 0 | 0 | 340413.6514 | 0 | 0
2006Q1 | 2006 | 2006-01-01 | 2006 | 1 | 2006-01-02 | 2006-01-01 | 2006-01-31 | 7.15% | 0.64759 |  |  | 0 | 0 | 0 | 0 | 0 | 0 | 0 | 0 | 0 | 0 | 0 | 0 | 0% | 0% | 0% | 0% | 0% | 0% | 0% | 0% | 0% | 0% | 0% | 0% | 0% | 0% | 0% | 0% | 0% | 0% | 0% | 0% | 0% | 0% | 0% | 0% | 0 | 21 | 4 | 5 | 1 | 31 | 1.5% | 14893.2 | 2836.8 | 4255.2 |  | 1 | 1 | 1 | 1 | 2978.64 | 567.36 | 851.04 |  | 1 | 1 | 1 | 1 | 21985.2 | 21985.2 | 4397.04 | 4397.04 | 6.0479 | 0 | 0 | 0 | 0 | 0 | 0 | 0 | 0 | 0 | 0 | 0 | 0 | 0 | 0 | 0 | 0 | 0 | 0 | 0% | 0% | 0% | 0% | 0% | 0% | 0% | 0% | 7750.22 | 0 | 0 | 0 | 0 | 0 | 0 | 0% | 0 | 0 | 0 | 0 | 0 | 0 | 0% | 0% | 0% | 0% | 0% | 0% | 0 | 0 | 0 | 0 | 0 | 0 | 0 | 0 | 0 | 0 | 0 | 0 | 0 | 0 | 0 | 0 | 0 | 0 | 0 | 0 | 0 | 0 | 0 | 0 | 0 | 0 | 0 | 0 | 0 | 0 |  | 0 |  | No | 45 | 9308.25 | 2792.475 | 1773 | 531.9 | 2659.5 | 797.85 | 0 | 30.6707 | 26.8067 | 547869.5982 | 64.5039 | 30.7857 | 558298.3273 | 1106167.9255 | 9308.25 | 2792.475 | 1773 | 531.9 | 2659.5 | 797.85 | 0 | 0 | 0 | 0 | 0 | 236416.3147 | 2.4 | 155000 | 0 | 0 | 81416.3147 | 260519.9177 | 20633.6 | 0 | 653153.5177 | 30062.0128 | 0.76107 | 15221 | 12199.0378 | 2.8413 | 34660.8572 |  |  |  |  | 5389.4768 | 1026.567 | 1539.8505 |  | 2874.3876 | 547.5024 | 821.2536 |  | 8263.8643 | 0 | 8263.8643 | 334810.7084 | 0 | 40.515 | 334810.7084 | 334810.7084 | 0 | 0 | 0 | 334810.7084 | 0 | 0
2006Q1 | 2006 | 2006-02-01 | 2006 | 2 |  | 2006-02-01 | 2006-02-28 | 7.15% | 0.64412 |  |  | 0 | 0 | 0 | 0 | 0 | 0 | 0 | 0 | 0 | 0 | 0 | 0 | 0% | 0% | 0% | 0% | 0% | 0% | 0% | 0% | 0% | 0% | 0% | 0% | 0% | 0% | 0% | 0% | 0% | 0% | 0% | 0% | 0% | 0% | 0% | 0% | 0 | 20 | 4 | 4 | 0 | 28 | 1.5% | 14184 | 2836.8 | 2836.8 |  | 1 | 1 | 1 | 1 | 2836.8 | 567.36 | 567.36 |  | 1 | 1 | 1 | 1 | 19857.6 | 19857.6 | 3971.52 | 3971.52 | 6.1328 | 0 | 0 | 0 | 0 | 0 | 0 | 0 | 0 | 0 | 0 | 0 | 0 | 0 | 0 | 0 | 0 | 0 | 0 | 0% | 0% | 0% | 0% | 0% | 0% | 0% | 0% | 7751.5229 | 0 | 0 | 0 | 0 | 0 | 0 | 0% | 0 | 0 | 0 | 0 | 0 | 0 | 0% | 0% | 0% | 0% | 0% | 0% | 0 | 0 | 0 | 0 | 0 | 0 | 0 | 0 | 0 | 0 | 0 | 0 | 0 | 0 | 0 | 0 | 0 | 0 | 0 | 0 | 0 | 0 | 0 | 0 | 0 | 0 | 0 | 0 | 0 | 0 |  | 0 |  | No | 45 | 8865 | 2659.5 | 1773 | 531.9 | 1773 | 531.9 | 0 | 30.6707 | 26.8067 | 494849.9596 | 64.5039 | 30.7857 | 504269.4569 | 999119.4166 | 8865 | 2659.5 | 1773 | 531.9 | 1773 | 531.9 | 0 | 0 | 0 | 0 | 0 | 213573.214 | 2.4 | 140000 | 0 | 0 | 73573.214 | 217733.6933 | 17976 | 0 | 571709.6933 | 27152.7858 | 0.7612 | 13748 | 11018.4858 | 2.8413 | 31306.5807 |  |  |  |  | 5132.835 | 1026.567 | 1026.567 |  | 2737.512 | 547.5024 | 547.5024 |  | 7870.347 | 0 | 7870.347 | 246842.6971 | 0 | 31.3636 | 246842.6971 | 246842.6971 | 0 | 0 | 0 | 246842.6971 | 0 | 0
2006Q1 | 2006 | 2006-03-01 | 2006 | 3 |  | 2006-03-01 | 2006-03-31 | 7.15% | 0.64029 |  |  | 0 | 0 | 0 | 0 | 0 | 0 | 0 | 0 | 0 | 0 | 0 | 0 | 0% | 0% | 0% | 0% | 0% | 0% | 0% | 0% | 0% | 0% | 0% | 0% | 0% | 0% | 0% | 0% | 0% | 0% | 0% | 0% | 0% | 0% | 0% | 0% | 0 | 23 | 4 | 4 | 0 | 31 | 1.5% | 16311.6 | 2836.8 | 2836.8 |  | 1 | 1 | 1 | 1 | 3262.32 | 567.36 | 567.36 |  | 1 | 1 | 1 | 1 | 21985.2 | 21985.2 | 4397.04 | 4397.04 | 6.2094 | 0 | 0 | 0 | 0 | 0 | 0 | 0 | 0 | 0 | 0 | 0 | 0 | 0 | 0 | 0 | 0 | 0 | 0 | 0% | 0% | 0% | 0% | 0% | 0% | 0% | 0% | 7752.8258 | 0 | 0 | 0 | 0 | 0 | 0 | 0% | 0 | 0 | 0 | 0 | 0 | 0 | 0% | 0% | 0% | 0% | 0% | 0% | 0 | 0 | 0 | 0 | 0 | 0 | 0 | 0 | 0 | 0 | 0 | 0 | 0 | 0 | 0 | 0 | 0 | 0 | 0 | 0 | 0 | 0 | 0 | 0 | 0 | 0 | 0 | 0 | 0 | 0 |  | 0 |  | No | 45 | 10194.75 | 3058.425 | 1773 | 531.9 | 1773 | 531.9 | 0 | 30.6707 | 26.8067 | 547869.5982 | 64.5039 | 30.7857 | 558298.3273 | 1106167.9255 | 10194.75 | 3058.425 | 1773 | 531.9 | 1773 | 531.9 | 0 | 0 | 0 | 0 | 0 | 236495.802 | 2.4 | 155000 | 0 | 0 | 81495.802 | 228460.4888 | 19089.8 | 0 | 619550.2888 | 30062.0128 | 0.76133 | 15221 | 12199.0378 | 2.8413 | 34660.8572 |  |  |  |  | 5902.7603 | 1026.567 | 1026.567 |  | 3148.1388 | 547.5024 | 547.5024 |  | 9050.899 | 0 | 9050.899 | 273910.1116 | 0 | 30.2633 | 273910.1116 | 273910.1116 | 0 | 0 | 0 | 273910.1116 | 0 | 0
2006Q2 | 2006 | 2006-04-01 | 2006 | 4 |  | 2006-04-01 | 2006-04-30 | 7.15% | 0.6366 |  |  | 0 | 0 | 0 | 0 | 0 | 0 | 0 | 0 | 0 | 0 | 0 | 0 | 0% | 0% | 0% | 0% | 0% | 0% | 0% | 0% | 0% | 0% | 0% | 0% | 0% | 0% | 0% | 0% | 0% | 0% | 0% | 0% | 0% | 0% | 0% | 0% | 0 | 20 | 5 | 5 | 0 | 30 | 1.5% | 14184 | 3546 | 3546 |  | 1 | 1 | 1 | 1 | 2836.8 | 709.2 | 709.2 |  | 1 | 1 | 1 | 1 | 21276 | 21276 | 4255.2 | 4255.2 | 6.2943 | 0 | 0 | 0 | 0 | 0 | 0 | 0 | 0 | 0 | 0 | 0 | 0 | 0 | 0 | 0 | 0 | 0 | 0 | 0% | 0% | 0% | 0% | 0% | 0% | 0% | 0% | 7754.1286 | 0 | 0 | 0 | 0 | 0 | 0 | 0% | 0 | 0 | 0 | 0 | 0 | 0 | 0% | 0% | 0% | 0% | 0% | 0% | 0 | 0 | 0 | 0 | 0 | 0 | 0 | 0 | 0 | 0 | 0 | 0 | 0 | 0 | 0 | 0 | 0 | 0 | 0 | 0 | 0 | 0 | 0 | 0 | 0 | 0 | 0 | 0 | 0 | 0 |  | 0 |  | No | 45 | 8865 | 2659.5 | 2216.25 | 664.875 | 2216.25 | 664.875 | 0 | 30.6707 | 26.8067 | 530196.3853 | 64.5039 | 30.7857 | 540288.7038 | 1070485.0892 | 8865 | 2659.5 | 2216.25 | 664.875 | 2216.25 | 664.875 | 0 | 0 | 0 | 0 | 0 | 228905.3668 | 2.4 | 150000 | 0 | 0 | 78905.3668 | 214685.8322 | 17688 | 0 | 592373.8322 | 29092.2705 | 0.76146 | 14730 | 11805.5205 | 2.8413 | 33542.765 |  |  |  |  | 5132.835 | 1283.2088 | 1283.2088 |  | 2737.512 | 684.378 | 684.378 |  | 7870.347 | 0 | 7870.347 | 235695.6926 | 0 | 29.9473 | 235695.6926 | 235695.6926 | 0 | 0 | 0 | 235695.6926 | 0 | 0
2006Q2 | 2006 | 2006-05-01 | 2006 | 5 | 2006-05-29 | 2006-05-01 | 2006-05-31 | 7.15% | 0.63282 |  |  | 0 | 0 | 0 | 0 | 0 | 0 | 0 | 0 | 0 | 0 | 0 | 0 | 0% | 0% | 0% | 0% | 0% | 0% | 0% | 0% | 0% | 0% | 0% | 0% | 0% | 0% | 0% | 0% | 0% | 0% | 0% | 0% | 0% | 0% | 0% | 0% | 0 | 22 | 4 | 4 | 1 | 31 | 1.5% | 15602.4 | 2836.8 | 3546 |  | 1 | 1 | 1 | 1 | 3120.48 | 567.36 | 709.2 |  | 1 | 1 | 1 | 1 | 21985.2 | 21985.2 | 4397.04 | 4397.04 | 6.3765 | 0 | 0 | 0 | 0 | 0 | 0 | 0 | 0 | 0 | 0 | 0 | 0 | 0 | 0 | 0 | 0 | 0 | 0 | 0% | 0% | 0% | 0% | 0% | 0% | 0% | 0% | 7755.4315 | 0 | 0 | 0 | 0 | 0 | 0 | 0% | 0 | 0 | 0 | 0 | 0 | 0 | 0% | 0% | 0% | 0% | 0% | 0% | 0 | 0 | 0 | 0 | 0 | 0 | 0 | 0 | 0 | 0 | 0 | 0 | 0 | 0 | 0 | 0 | 0 | 0 | 0 | 0 | 0 | 0 | 0 | 0 | 0 | 0 | 0 | 0 | 0 | 0 |  | 0 |  | No | 45 | 11701.8 | 0 | 2127.6 | 0 | 2659.5 | 0 | 0 | 31.4068 | 27.45 | 517863.2017 | 66.052 | 31.5245 | 1105710.0217 | 1623573.2234 | 11701.8 | 0 | 2127.6 | 0 | 2659.5 | 0 | 0 | 0 | 0 | 0 | 0 | 204605.6557 | 2.4 | 155000 | 0 | 0 | 49605.6557 | 133968.748 | 18203.2 | 0 | 524171.948 | 26035.9731 | 0.76158 | 15221 | 9547.0731 | 2.8413 | 27125.8882 |  |  |  |  | 3764.079 | 684.378 | 855.4725 |  | 3011.2632 | 547.5024 | 684.378 |  | 6775.3422 | 0 | 6775.3422 | 198413.887 | 0 | 29.2847 | 198413.887 | 198413.887 | 0 | 0 | 0 | 198413.887 | 0 | 0
2006Q2 | 2006 | 2006-06-01 | 2006 | 6 |  | 2006-06-01 | 2006-06-30 | 7.15% | 0.62918 |  |  | 0 | 0 | 0 | 0 | 0 | 0 | 0 | 0 | 0 | 0 | 0 | 0 | 0% | 0% | 0% | 0% | 0% | 0% | 0% | 0% | 0% | 0% | 0% | 0% | 0% | 0% | 0% | 0% | 0% | 0% | 0% | 0% | 0% | 0% | 0% | 0% | 0 | 22 | 4 | 4 | 0 | 30 | 1.5% | 15602.4 | 2836.8 | 2836.8 |  | 1 | 1 | 1 | 1 | 3120.48 | 567.36 | 567.36 |  | 1 | 1 | 1 | 1 | 21276 | 21276 | 4255.2 | 4255.2 | 6.4613 | 0 | 0 | 0 | 0 | 0 | 0 | 0 | 0 | 0 | 0 | 0 | 0 | 0 | 0 | 0 | 0 | 0 | 0 | 0% | 0% | 0% | 0% | 0% | 0% | 0% | 0% | 7756.7344 | 0 | 0 | 0 | 0 | 0 | 0 | 0% | 0 | 0 | 0 | 0 | 0 | 0 | 0% | 0% | 0% | 0% | 0% | 0% | 0 | 0 | 0 | 0 | 0 | 0 | 0 | 0 | 0 | 0 | 0 | 0 | 0 | 0 | 0 | 0 | 0 | 0 | 0 | 0 | 0 | 0 | 0 | 0 | 0 | 0 | 0 | 0 | 0 | 0 |  | 0 |  | No | 45 | 11701.8 | 0 | 2127.6 | 0 | 2127.6 | 0 | 0 | 31.4068 | 27.45 | 501157.9371 | 66.052 | 31.5245 | 1070041.9565 | 1571199.8936 | 11701.8 | 0 | 2127.6 | 0 | 2127.6 | 0 | 0 | 0 | 0 | 0 | 0 | 156780.667 | 2.4 | 150000 | 0 | 0 | 6780.667 | 18529.3127 | 17826 | 0 | 396355.3127 | 20063.268 | 0.76171 | 14730 | 4106.268 | 2.8413 | 11667.0487 |  |  |  |  | 0 | 0 | 0 |  | 3011.2632 | 547.5024 | 547.5024 |  | 4243.1436 | 0 | 4243.1436 | 129295.4657 | 0 | 30.4716 | 129295.4657 | 129295.4657 | 0 | 0 | 0 | 129295.4657 | 0 | 0
2006Q3 | 2006 | 2006-07-01 | 2006 | 7 | 2006-07-04 | 2006-07-01 | 2006-07-31 | 7.15% | 0.62544 |  |  | 0 | 0 | 0 | 0 | 0 | 0 | 0 | 0 | 0 | 0 | 0 | 0 | 0% | 0% | 0% | 0% | 0% | 0% | 0% | 0% | 0% | 0% | 0% | 0% | 0% | 0% | 0% | 0% | 0% | 0% | 0% | 0% | 0% | 0% | 0% | 0% | 0 | 20 | 5 | 5 | 1 | 31 | 1.5% | 14184 | 3546 | 4255.2 |  | 1 | 1 | 1 | 1 | 2836.8 | 709.2 | 851.04 |  | 1 | 1 | 1 | 1 | 21985.2 | 21985.2 | 4397.04 | 4397.04 | 6.5435 | 0 | 0 | 0 | 0 | 0 | 0 | 0 | 0 | 0 | 0 | 0 | 0 | 0 | 0 | 0 | 0 | 0 | 0 | 0% | 0% | 0% | 0% | 0% | 0% | 0% | 0% | 7758.0373 | 0 | 0 | 0 | 0 | 0 | 0 | 0% | 0 | 0 | 0 | 0 | 0 | 0 | 0% | 0% | 0% | 0% | 0% | 0% | 0 | 0 | 0 | 0 | 0 | 0 | 0 | 0 | 0 | 0 | 0 | 0 | 0 | 0 | 0 | 0 | 0 | 0 | 0 | 0 | 0 | 0 | 0 | 0 | 0 | 0 | 0 | 0 | 0 | 0 |  | 0 |  | No | 45 | 10638 | 0 | 2659.5 | 0 | 3191.4 | 0 | 0 | 31.4068 | 27.45 | 517863.2017 | 66.052 | 31.5245 | 1105710.0217 | 1623573.2234 | 10638 | 0 | 2659.5 | 0 | 3191.4 | 0 | 0 | 0 | 0 | 0 | 0 | 204674.4014 | 2.4 | 155000 | 0 | 0 | 49674.4014 | 139378.2816 | 18494.6 | 0 | 529872.8816 | 26035.9731 | 0.76184 | 15221 | 9547.0731 | 2.8413 | 27125.8882 |  |  |  |  | 3421.89 | 855.4725 | 1026.567 |  | 2737.512 | 684.378 | 821.2536 |  | 9547.0731 | 0 | 9547.0731 | 400755.4034 | 0 | 41.9768 | 400755.4034 | 400755.4034 | 0 | 0 | 0 | 400755.4034 | 0 | 0
2006Q3 | 2006 | 2006-08-01 | 2006 | 8 |  | 2006-08-01 | 2006-08-31 | 7.15% | 0.62172 |  |  | 0 | 0 | 0 | 0 | 0 | 0 | 0 | 0 | 0 | 0 | 0 | 0 | 0% | 0% | 0% | 0% | 0% | 0% | 0% | 0% | 0% | 0% | 0% | 0% | 0% | 0% | 0% | 0% | 0% | 0% | 0% | 0% | 0% | 0% | 0% | 0% | 0 | 23 | 4 | 4 | 0 | 31 | 1.5% | 16311.6 | 2836.8 | 2836.8 |  | 1 | 1 | 1 | 1 | 3262.32 | 567.36 | 567.36 |  | 1 | 1 | 1 | 1 | 21985.2 | 21985.2 | 4397.04 | 4397.04 | 6.6283 | 0 | 0 | 0 | 0 | 0 | 0 | 0 | 0 | 0 | 0 | 0 | 0 | 0 | 0 | 0 | 0 | 0 | 0 | 0% | 0% | 0% | 0% | 0% | 0% | 0% | 0% | 7759.3402 | 0 | 0 | 0 | 0 | 0 | 0 | 0% | 0 | 0 | 0 | 0 | 0 | 0 | 0% | 0% | 0% | 0% | 0% | 0% | 0 | 0 | 0 | 0 | 0 | 0 | 0 | 0 | 0 | 0 | 0 | 0 | 0 | 0 | 0 | 0 | 0 | 0 | 0 | 0 | 0 | 0 | 0 | 0 | 0 | 0 | 0 | 0 | 0 | 0 |  | 0 |  | No | 45 | 12233.7 | 0 | 2127.6 | 0 | 2127.6 | 0 | 0 | 31.4068 | 27.45 | 517863.2017 | 66.052 | 31.5245 | 1105710.0217 | 1623573.2234 | 12233.7 | 0 | 2127.6 | 0 | 2127.6 | 0 | 0 | 0 | 0 | 0 | 0 | 204708.7743 | 2.4 | 155000 | 0 | 0 | 49708.7743 | 144640.2245 | 18624.8 | 0 | 535265.0245 | 26035.9731 | 0.76197 | 15221 | 9547.0731 | 2.8413 | 27125.8882 |  |  |  |  | 3935.1735 | 684.378 | 684.378 |  | 3148.1388 | 547.5024 | 547.5024 |  | 9547.0731 | 0 | 9547.0731 | 550439.7989 | 0 | 57.6553 | 550439.7989 | 550439.7989 | 0 | 0 | 0 | 550439.7989 | 0 | 0
2006Q3 | 2006 | 2006-09-01 | 2006 | 9 | 2006-09-04 | 2006-09-01 | 2006-09-30 | 7.15% | 0.61814 |  |  | 0 | 0 | 0 | 0 | 0 | 0 | 0 | 0 | 0 | 0 | 0 | 0 | 0% | 0% | 0% | 0% | 0% | 0% | 0% | 0% | 0% | 0% | 0% | 0% | 0% | 0% | 0% | 0% | 0% | 0% | 0% | 0% | 0% | 0% | 0% | 0% | 0 | 20 | 5 | 4 | 1 | 30 | 1.5% | 14184 | 3546 | 3546 |  | 1 | 1 | 1 | 1 | 2836.8 | 709.2 | 709.2 |  | 1 | 1 | 1 | 1 | 21276 | 21276 | 4255.2 | 4255.2 | 6.7132 | 0 | 0 | 0 | 0 | 0 | 0 | 0 | 0 | 0 | 0 | 0 | 0 | 0 | 0 | 0 | 0 | 0 | 0 | 0% | 0% | 0% | 0% | 0% | 0% | 0% | 0% | 7760.643 | 0 | 0 | 0 | 0 | 0 | 0 | 0% | 0 | 0 | 0 | 0 | 0 | 0 | 0% | 0% | 0% | 0% | 0% | 0% | 0 | 0 | 0 | 0 | 0 | 0 | 0 | 0 | 0 | 0 | 0 | 0 | 0 | 0 | 0 | 0 | 0 | 0 | 0 | 0 | 0 | 0 | 0 | 0 | 0 | 0 | 0 | 0 | 0 | 0 |  | 0 |  | No | 45 | 10638 | 0 | 2659.5 | 0 | 2659.5 | 0 | 0 | 31.4068 | 27.45 | 501157.9371 | 66.052 | 31.5245 | 1070041.9565 | 1571199.8936 | 10638 | 0 | 2659.5 | 0 | 2659.5 | 0 | 0 | 0 | 0 | 0 | 0 | 198138.5296 | 2.4 | 150000 | 0 | 0 | 48138.5296 | 146026.9607 | 18186 | 0 | 524212.9607 | 25196.103 | 0.7621 | 14730 | 9239.103 | 2.8413 | 26250.8596 |  |  |  |  | 3421.89 | 855.4725 | 855.4725 |  | 2737.512 | 684.378 | 684.378 |  | 9239.103 | 0 | 9239.103 | 433254.1705 | 0 | 46.8935 | 433254.1705 | 433254.1705 | 0 | 0 | 0 | 433254.1705 | 0 | 0
2006Q4 | 2006 | 2006-10-01 | 2006 | 10 |  | 2006-10-01 | 2006-10-31 | 7.15% | 0.61447 |  |  | 0 | 0 | 0 | 0 | 0 | 0 | 0 | 0 | 0 | 0 | 0 | 0 | 0% | 0% | 0% | 0% | 0% | 0% | 0% | 0% | 0% | 0% | 0% | 0% | 0% | 0% | 0% | 0% | 0% | 0% | 0% | 0% | 0% | 0% | 0% | 0% | 0 | 22 | 4 | 5 | 0 | 31 | 1.5% | 15602.4 | 2836.8 | 3546 |  | 1 | 1 | 1 | 1 | 3120.48 | 567.36 | 709.2 |  | 1 | 1 | 1 | 1 | 21985.2 | 21985.2 | 4397.04 | 4397.04 | 6.7953 | 0 | 0 | 0 | 0 | 0 | 0 | 0 | 0 | 0 | 0 | 0 | 0 | 0 | 0 | 0 | 0 | 0 | 0 | 0% | 0% | 0% | 0% | 0% | 0% | 0% | 0% | 7761.9459 | 0 | 0 | 0 | 0 | 0 | 0 | 0% | 0 | 0 | 0 | 0 | 0 | 0 | 0% | 0% | 0% | 0% | 0% | 0% | 0 | 0 | 0 | 0 | 0 | 0 | 0 | 0 | 0 | 0 | 0 | 0 | 0 | 0 | 0 | 0 | 0 | 0 | 0 | 0 | 0 | 0 | 0 | 0 | 0 | 0 | 0 | 0 | 0 | 0 |  | 0 |  | No | 45 | 9751.5 | 2925.45 | 1773 | 531.9 | 2216.25 | 664.875 | 0 | 31.4068 | 27.45 | 561018.4685 | 66.052 | 31.5245 | 571697.4872 | 1132715.9557 | 9751.5 | 2925.45 | 1773 | 531.9 | 2216.25 | 664.875 | 0 | 0 | 0 | 0 | 0 | 236774.0076 | 2.4 | 155000 | 0 | 0 | 81774.0076 | 258893.5765 | 18866.6 | 0 | 649760.1765 | 30062.0129 | 0.76222 | 15221 | 12199.0378 | 2.8413 | 34660.8572 |  |  |  |  | 5646.1185 | 1026.567 | 1283.2088 |  | 3011.2632 | 547.5024 | 684.378 |  | 10231.4511 | 0 | 10231.4511 | 429912.8574 | 0 | 42.0188 | 429912.8574 | 429912.8574 | 0 | 0 | 0 | 429912.8574 | 0 | 0
2006Q4 | 2006 | 2006-11-01 | 2006 | 11 | 2006-11-23 | 2006-11-01 | 2006-11-30 | 7.15% | 0.61093 |  |  | 0 | 0 | 0 | 0 | 0 | 0 | 0 | 0 | 0 | 0 | 0 | 0 | 0% | 0% | 0% | 0% | 0% | 0% | 0% | 0% | 0% | 0% | 0% | 0% | 0% | 0% | 0% | 0% | 0% | 0% | 0% | 0% | 0% | 0% | 0% | 0% | 0 | 21 | 4 | 4 | 1 | 30 | 1.5% | 14893.2 | 2836.8 | 3546 |  | 1 | 1 | 1 | 1 | 2978.64 | 567.36 | 709.2 |  | 1 | 1 | 1 | 1 | 21276 | 21276 | 4255.2 | 4255.2 | 6.8802 | 0 | 0 | 0 | 0 | 0 | 0 | 0 | 0 | 0 | 0 | 0 | 0 | 0 | 0 | 0 | 0 | 0 | 0 | 0% | 0% | 0% | 0% | 0% | 0% | 0% | 0% | 7763.2488 | 0 | 0 | 0 | 0 | 0 | 0 | 0% | 0 | 0 | 0 | 0 | 0 | 0 | 0% | 0% | 0% | 0% | 0% | 0% | 0 | 0 | 0 | 0 | 0 | 0 | 0 | 0 | 0 | 0 | 0 | 0 | 0 | 0 | 0 | 0 | 0 | 0 | 0 | 0 | 0 | 0 | 0 | 0 | 0 | 0 | 0 | 0 | 0 | 0 |  | 0 |  | No | 45 | 9308.25 | 2792.475 | 1773 | 531.9 | 2216.25 | 664.875 | 0 | 31.4068 | 27.45 | 542921.0986 | 66.052 | 31.5245 | 553255.6327 | 1096176.7313 | 9308.25 | 2792.475 | 1773 | 531.9 | 2216.25 | 664.875 | 0 | 0 | 0 | 0 | 0 | 229174.598 | 2.4 | 150000 | 0 | 0 | 79174.598 | 261008.0124 | 18732 | 0 | 639740.0124 | 29092.2705 | 0.76235 | 14730 | 11805.5205 | 2.8413 | 33542.765 |  |  |  |  | 5389.4768 | 1026.567 | 1283.2088 |  | 2874.3876 | 547.5024 | 684.378 |  | 8263.8643 | 0 | 8263.8643 | 368397.5612 | 0 | 44.5793 | 368397.5612 | 368397.5612 | 0 | 0 | 0 | 368397.5612 | 0 | 0
2006Q4 | 2006 | 2006-12-01 | 2006 | 12 | 2006-12-25 | 2006-12-01 | 2006-12-31 | 7.15% | 0.6073 |  |  | 0 | 0 | 0 | 0 | 0 | 0 | 0 | 0 | 0 | 0 | 0 | 0 | 0% | 0% | 0% | 0% | 0% | 0% | 0% | 0% | 0% | 0% | 0% | 0% | 0% | 0% | 0% | 0% | 0% | 0% | 0% | 0% | 0% | 0% | 0% | 0% | 0 | 20 | 5 | 5 | 1 | 31 | 1.5% | 14184 | 3546 | 4255.2 |  | 1 | 1 | 1 | 1 | 2836.8 | 709.2 | 851.04 |  | 1 | 1 | 1 | 1 | 21985.2 | 21985.2 | 4397.04 | 4397.04 | 6.9624 | 0 | 0 | 0 | 0 | 0 | 0 | 0 | 0 | 0 | 0 | 0 | 0 | 0 | 0 | 0 | 0 | 0 | 0 | 0% | 0% | 0% | 0% | 0% | 0% | 0% | 0% | 7764.5517 | 0 | 0 | 0 | 0 | 0 | 0 | 0% | 0 | 0 | 0 | 0 | 0 | 0 | 0% | 0% | 0% | 0% | 0% | 0% | 0 | 0 | 0 | 0 | 0 | 0 | 0 | 0 | 0 | 0 | 0 | 0 | 0 | 0 | 0 | 0 | 0 | 0 | 0 | 0 | 0 | 0 | 0 | 0 | 0 | 0 | 0 | 0 | 0 | 0 |  | 0 |  | No | 45 | 8865 | 2659.5 | 2216.25 | 664.875 | 2659.5 | 797.85 | 0 | 31.4068 | 27.45 | 561018.4685 | 66.052 | 31.5245 | 571697.4872 | 1132715.9557 | 8865 | 2659.5 | 2216.25 | 664.875 | 2659.5 | 797.85 | 0 | 0 | 0 | 0 | 0 | 236853.495 | 2.4 | 155000 | 0 | 0 | 81853.495 | 281135.5471 | 19864.8 | 0 | 673000.3471 | 30062.0128 | 0.76248 | 15221 | 12199.0379 | 2.8413 | 34660.8572 |  |  |  |  | 5132.835 | 1283.2088 | 1539.8505 |  | 2737.512 | 684.378 | 821.2536 |  | 7870.347 | 0 | 7870.347 | 326658.3548 | 0 | 41.5049 | 326658.3548 | 326658.3548 | 0 | 0 | 0 | 326658.3548 | 0 | 0
2007Q1 | 2007 | 2007-01-01 | 2007 | 1 | 2007-01-01 | 2007-01-01 | 2007-01-31 | 7.15% | 0.60369 |  |  | 0 | 0 | 0 | 0 | 0 | 0 | 0 | 0 | 0 | 0 | 0 | 0 | 0% | 0% | 0% | 0% | 0% | 0% | 0% | 0% | 0% | 0% | 0% | 0% | 0% | 0% | 0% | 0% | 0% | 0% | 0% | 0% | 0% | 0% | 0% | 0% | 0 | 22 | 4 | 4 | 1 | 31 | 1.5% | 15602.4 | 2836.8 | 3546 |  | 1 | 1 | 1 | 1 | 3120.48 | 567.36 | 709.2 |  | 1 | 1 | 1 | 1 | 21985.2 | 21985.2 | 4397.04 | 4397.04 | 7.0472 | 0 | 0 | 0 | 0 | 0 | 0 | 0 | 0 | 0 | 0 | 0 | 0 | 0 | 0 | 0 | 0 | 0 | 0 | 0% | 0% | 0% | 0% | 0% | 0% | 0% | 0% | 7765.8546 | 0 | 0 | 0 | 0 | 0 | 0 | 0% | 0 | 0 | 0 | 0 | 0 | 0 | 0% | 0% | 0% | 0% | 0% | 0% | 0 | 0 | 0 | 0 | 0 | 0 | 0 | 0 | 0 | 0 | 0 | 0 | 0 | 0 | 0 | 0 | 0 | 0 | 0 | 0 | 0 | 0 | 0 | 0 | 0 | 0 | 0 | 0 | 0 | 0 |  | 0 |  | No | 45 | 9751.5 | 2925.45 | 1773 | 531.9 | 2216.25 | 664.875 | 0 | 31.4068 | 27.45 | 561018.4685 | 66.052 | 31.5245 | 571697.4872 | 1132715.9557 | 9751.5 | 2925.45 | 1773 | 531.9 | 2216.25 | 664.875 | 0 | 0 | 0 | 0 | 0 | 236893.2386 | 2.4 | 155000 | 0 | 0 | 81893.2386 | 269973.1777 | 20770 | 0 | 662743.1777 | 30062.0129 | 0.76261 | 15221 | 12199.0378 | 2.9265 | 35700.6829 |  |  |  |  | 5646.1185 | 1026.567 | 1283.2088 |  | 3011.2632 | 547.5024 | 684.378 |  | 8657.3817 | 0 | 8657.3817 | 353410.7382 | 0 | 40.8219 | 353410.7382 | 353410.7382 | 0 | 0 | 0 | 353410.7382 | 0 | 0
2007Q1 | 2007 | 2007-02-01 | 2007 | 2 |  | 2007-02-01 | 2007-02-28 | 7.15% | 0.60045 |  |  | 0 | 0 | 0 | 0 | 0 | 0 | 0 | 0 | 0 | 0 | 0 | 0 | 0% | 0% | 0% | 0% | 0% | 0% | 0% | 0% | 0% | 0% | 0% | 0% | 0% | 0% | 0% | 0% | 0% | 0% | 0% | 0% | 0% | 0% | 0% | 0% | 0 | 20 | 4 | 4 | 0 | 28 | 1.5% | 14184 | 2836.8 | 2836.8 |  | 1 | 1 | 1 | 1 | 2836.8 | 567.36 | 567.36 |  | 1 | 1 | 1 | 1 | 19857.6 | 19857.6 | 3971.52 | 3971.52 | 7.1321 | 0 | 0 | 0 | 0 | 0 | 0 | 0 | 0 | 0 | 0 | 0 | 0 | 0 | 0 | 0 | 0 | 0 | 0 | 0% | 0% | 0% | 0% | 0% | 0% | 0% | 0% | 7767.1574 | 0 | 0 | 0 | 0 | 0 | 0 | 0% | 0 | 0 | 0 | 0 | 0 | 0 | 0% | 0% | 0% | 0% | 0% | 0% | 0 | 0 | 0 | 0 | 0 | 0 | 0 | 0 | 0 | 0 | 0 | 0 | 0 | 0 | 0 | 0 | 0 | 0 | 0 | 0 | 0 | 0 | 0 | 0 | 0 | 0 | 0 | 0 | 0 | 0 |  | 0 |  | No | 45 | 8865 | 2659.5 | 1773 | 531.9 | 1773 | 531.9 | 0 | 31.4068 | 27.45 | 506726.3587 | 66.052 | 31.5245 | 516371.9239 | 1023098.2826 | 8865 | 2659.5 | 1773 | 531.9 | 1773 | 531.9 | 0 | 0 | 0 | 0 | 0 | 214003.984 | 2.4 | 140000 | 0 | 0 | 74003.984 | 225624.8566 | 18121.6 | 0 | 579746.4566 | 27152.7858 | 0.76273 | 13748 | 11018.4858 | 2.9265 | 32245.7781 |  |  |  |  | 5132.835 | 1026.567 | 1026.567 |  | 2737.512 | 547.5024 | 547.5024 |  | 7870.347 | 0 | 7870.347 | 272271.5794 | 0 | 34.5946 | 272271.5794 | 272271.5794 | 0 | 0 | 0 | 272271.5794 | 0 | 0
2007Q1 | 2007 | 2007-03-01 | 2007 | 3 |  | 2007-03-01 | 2007-03-31 | 7.15% | 0.59688 |  |  | 0 | 0 | 0 | 0 | 0 | 0 | 0 | 0 | 0 | 0 | 0 | 0 | 0% | 0% | 0% | 0% | 0% | 0% | 0% | 0% | 0% | 0% | 0% | 0% | 0% | 0% | 0% | 0% | 0% | 0% | 0% | 0% | 0% | 0% | 0% | 0% | 0 | 22 | 5 | 4 | 0 | 31 | 1.5% | 15602.4 | 3546 | 2836.8 |  | 1 | 1 | 1 | 1 | 3120.48 | 709.2 | 567.36 |  | 1 | 1 | 1 | 1 | 21985.2 | 21985.2 | 4397.04 | 4397.04 | 7.2088 | 0 | 0 | 0 | 0 | 0 | 0 | 0 | 0 | 0 | 0 | 0 | 0 | 0 | 0 | 0 | 0 | 0 | 0 | 0% | 0% | 0% | 0% | 0% | 0% | 0% | 0% | 7768.4603 | 0 | 0 | 0 | 0 | 0 | 0 | 0% | 0 | 0 | 0 | 0 | 0 | 0 | 0% | 0% | 0% | 0% | 0% | 0% | 0 | 0 | 0 | 0 | 0 | 0 | 0 | 0 | 0 | 0 | 0 | 0 | 0 | 0 | 0 | 0 | 0 | 0 | 0 | 0 | 0 | 0 | 0 | 0 | 0 | 0 | 0 | 0 | 0 | 0 |  | 0 |  | No | 45 | 9751.5 | 2925.45 | 2216.25 | 664.875 | 1773 | 531.9 | 0 | 31.4068 | 27.45 | 561018.4685 | 66.052 | 31.5245 | 571697.4872 | 1132715.9557 | 9751.5 | 2925.45 | 2216.25 | 664.875 | 1773 | 531.9 | 0 | 0 | 0 | 0 | 0 | 236972.7259 | 2.4 | 155000 | 0 | 0 | 81972.7259 | 236732.8172 | 19269.6 | 0 | 628002.4172 | 30062.0129 | 0.76286 | 15221 | 12199.0378 | 2.9265 | 35700.6829 |  |  |  |  | 5646.1185 | 1283.2088 | 1026.567 |  | 3011.2632 | 684.378 | 547.5024 |  | 8657.3817 | 0 | 8657.3817 | 285605.0266 | 0 | 32.9898 | 285605.0266 | 285605.0266 | 0 | 0 | 0 | 285605.0266 | 0 | 0
2007Q2 | 2007 | 2007-04-01 | 2007 | 4 |  | 2007-04-01 | 2007-04-30 | 7.15% | 0.59344 |  |  | 0 | 0 | 0 | 0 | 0 | 0 | 0 | 0 | 0 | 0 | 0 | 0 | 0% | 0% | 0% | 0% | 0% | 0% | 0% | 0% | 0% | 0% | 0% | 0% | 0% | 0% | 0% | 0% | 0% | 0% | 0% | 0% | 0% | 0% | 0% | 0% | 0 | 21 | 4 | 5 | 0 | 30 | 1.5% | 14893.2 | 2836.8 | 3546 |  | 1 | 1 | 1 | 1 | 2978.64 | 567.36 | 709.2 |  | 1 | 1 | 1 | 1 | 21276 | 21276 | 4255.2 | 4255.2 | 7.2936 | 0 | 0 | 0 | 0 | 0 | 0 | 0 | 0 | 0 | 0 | 0 | 0 | 0 | 0 | 0 | 0 | 0 | 0 | 0% | 0% | 0% | 0% | 0% | 0% | 0% | 0% | 7769.7632 | 0 | 0 | 0 | 0 | 0 | 0 | 0% | 0 | 0 | 0 | 0 | 0 | 0 | 0% | 0% | 0% | 0% | 0% | 0% | 0 | 0 | 0 | 0 | 0 | 0 | 0 | 0 | 0 | 0 | 0 | 0 | 0 | 0 | 0 | 0 | 0 | 0 | 0 | 0 | 0 | 0 | 0 | 0 | 0 | 0 | 0 | 0 | 0 | 0 |  | 0 |  | No | 45 | 9308.25 | 2792.475 | 1773 | 531.9 | 2216.25 | 664.875 | 0 | 31.4068 | 27.45 | 542921.0986 | 66.052 | 31.5245 | 553255.6327 | 1096176.7313 | 9308.25 | 2792.475 | 1773 | 531.9 | 2216.25 | 664.875 | 0 | 0 | 0 | 0 | 0 | 229366.9061 | 2.4 | 150000 | 0 | 0 | 79366.9061 | 222455.019 | 17880 | 0 | 600335.019 | 29092.2705 | 0.76299 | 14730 | 11805.5205 | 2.9265 | 34549.048 |  |  |  |  | 5389.4768 | 1026.567 | 1283.2088 |  | 2874.3876 | 547.5024 | 684.378 |  | 8263.8643 | 0 | 8263.8643 | 260590.4886 | 0 | 31.5337 | 260590.4886 | 260590.4886 | 0 | 0 | 0 | 260590.4886 | 0 | 0
2007Q2 | 2007 | 2007-05-01 | 2007 | 5 | 2007-05-28 | 2007-05-01 | 2007-05-31 | 7.15% | 0.58992 |  |  | 0 | 0 | 0 | 0 | 0 | 0 | 0 | 0 | 0 | 0 | 0 | 0 | 0% | 0% | 0% | 0% | 0% | 0% | 0% | 0% | 0% | 0% | 0% | 0% | 0% | 0% | 0% | 0% | 0% | 0% | 0% | 0% | 0% | 0% | 0% | 0% | 0 | 22 | 4 | 4 | 1 | 31 | 1.5% | 15602.4 | 2836.8 | 3546 |  | 1 | 1 | 1 | 1 | 3120.48 | 567.36 | 709.2 |  | 1 | 1 | 1 | 1 | 21985.2 | 21985.2 | 4397.04 | 4397.04 | 7.3758 | 0 | 0 | 0 | 0 | 0 | 0 | 0 | 0 | 0 | 0 | 0 | 0 | 0 | 0 | 0 | 0 | 0 | 0 | 0% | 0% | 0% | 0% | 0% | 0% | 0% | 0% | 7771.0661 | 0 | 0 | 0 | 0 | 0 | 0 | 0% | 0 | 0 | 0 | 0 | 0 | 0 | 0% | 0% | 0% | 0% | 0% | 0% | 0 | 0 | 0 | 0 | 0 | 0 | 0 | 0 | 0 | 0 | 0 | 0 | 0 | 0 | 0 | 0 | 0 | 0 | 0 | 0 | 0 | 0 | 0 | 0 | 0 | 0 | 0 | 0 | 0 | 0 |  | 0 |  | No | 45 | 11701.8 | 0 | 2127.6 | 0 | 2659.5 | 0 | 0 | 32.1605 | 28.1088 | 530291.9186 | 67.6372 | 32.2811 | 1132247.0622 | 1662538.9808 | 11701.8 | 0 | 2127.6 | 0 | 2659.5 | 0 | 0 | 0 | 0 | 0 | 0 | 205018.1304 | 2.4 | 155000 | 0 | 0 | 50018.1304 | 139156.605 | 18407.8 | 0 | 529564.405 | 26035.9731 | 0.76312 | 15221 | 9547.0731 | 2.9265 | 27939.6649 |  |  |  |  | 3764.079 | 684.378 | 855.4725 |  | 3011.2632 | 547.5024 | 684.378 |  | 6775.3422 | 0 | 6775.3422 | 214618.6764 | 0 | 31.6764 | 214618.6764 | 214618.6764 | 0 | 0 | 0 | 214618.6764 | 0 | 0
2007Q2 | 2007 | 2007-06-01 | 2007 | 6 |  | 2007-06-01 | 2007-06-30 | 7.15% | 0.58652 |  |  | 0 | 0 | 0 | 0 | 0 | 0 | 0 | 0 | 0 | 0 | 0 | 0 | 0% | 0% | 0% | 0% | 0% | 0% | 0% | 0% | 0% | 0% | 0% | 0% | 0% | 0% | 0% | 0% | 0% | 0% | 0% | 0% | 0% | 0% | 0% | 0% | 0 | 21 | 5 | 4 | 0 | 30 | 1.5% | 14893.2 | 3546 | 2836.8 |  | 1 | 1 | 1 | 1 | 2978.64 | 709.2 | 567.36 |  | 1 | 1 | 1 | 1 | 21276 | 21276 | 4255.2 | 4255.2 | 7.4606 | 0 | 0 | 0 | 0 | 0 | 0 | 0 | 0 | 0 | 0 | 0 | 0 | 0 | 0 | 0 | 0 | 0 | 0 | 0% | 0% | 0% | 0% | 0% | 0% | 0% | 0% | 7772.369 | 0 | 0 | 0 | 0 | 0 | 0 | 0% | 0 | 0 | 0 | 0 | 0 | 0 | 0% | 0% | 0% | 0% | 0% | 0% | 0 | 0 | 0 | 0 | 0 | 0 | 0 | 0 | 0 | 0 | 0 | 0 | 0 | 0 | 0 | 0 | 0 | 0 | 0 | 0 | 0 | 0 | 0 | 0 | 0 | 0 | 0 | 0 | 0 | 0 |  | 0 |  | No | 45 | 11169.9 | 0 | 2659.5 | 0 | 2127.6 | 0 | 0 | 32.1605 | 28.1088 | 513185.7276 | 67.6372 | 32.2811 | 1095722.9634 | 1608908.6911 | 11169.9 | 0 | 2659.5 | 0 | 2127.6 | 0 | 0 | 0 | 0 | 0 | 0 | 157096.6759 | 2.4 | 150000 | 0 | 0 | 7096.6759 | 19977.855 | 18030 | 0 | 398007.855 | 20063.268 | 0.76325 | 14730 | 4106.268 | 2.9265 | 12017.0602 |  |  |  |  | 0 | 0 | 0 |  | 2874.3876 | 684.378 | 547.5024 |  | 4414.2381 | 0 | 4414.2381 | 141110.3354 | 0 | 31.9671 | 141110.3354 | 141110.3354 | 0 | 0 | 0 | 141110.3354 | 0 | 0
2007Q3 | 2007 | 2007-07-01 | 2007 | 7 | 2007-07-04 | 2007-07-01 | 2007-07-31 | 7.15% | 0.58303 |  |  | 0 | 0 | 0 | 0 | 0 | 0 | 0 | 0 | 0 | 0 | 0 | 0 | 0% | 0% | 0% | 0% | 0% | 0% | 0% | 0% | 0% | 0% | 0% | 0% | 0% | 0% | 0% | 0% | 0% | 0% | 0% | 0% | 0% | 0% | 0% | 0% | 0 | 21 | 4 | 5 | 1 | 31 | 1.5% | 14893.2 | 2836.8 | 4255.2 |  | 1 | 1 | 1 | 1 | 2978.64 | 567.36 | 851.04 |  | 1 | 1 | 1 | 1 | 21985.2 | 21985.2 | 4397.04 | 4397.04 | 7.5428 | 0 | 0 | 0 | 0 | 0 | 0 | 0 | 0 | 0 | 0 | 0 | 0 | 0 | 0 | 0 | 0 | 0 | 0 | 0% | 0% | 0% | 0% | 0% | 0% | 0% | 0% | 7773.6718 | 0 | 0 | 0 | 0 | 0 | 0 | 0% | 0 | 0 | 0 | 0 | 0 | 0 | 0% | 0% | 0% | 0% | 0% | 0% | 0 | 0 | 0 | 0 | 0 | 0 | 0 | 0 | 0 | 0 | 0 | 0 | 0 | 0 | 0 | 0 | 0 | 0 | 0 | 0 | 0 | 0 | 0 | 0 | 0 | 0 | 0 | 0 | 0 | 0 |  | 0 |  | No | 45 | 11169.9 | 0 | 2127.6 | 0 | 3191.4 | 0 | 0 | 32.1605 | 28.1088 | 530291.9186 | 67.6372 | 32.2811 | 1132247.0622 | 1662538.9808 | 11169.9 | 0 | 2127.6 | 0 | 3191.4 | 0 | 0 | 0 | 0 | 0 | 0 | 205086.8762 | 2.4 | 155000 | 0 | 0 | 50086.8762 | 144777.092 | 18705.4 | 0 | 535482.492 | 26035.9731 | 0.76337 | 15221 | 9547.0731 | 2.9265 | 27939.6649 |  |  |  |  | 3592.9845 | 684.378 | 1026.567 |  | 2874.3876 | 547.5024 | 821.2536 |  | 9547.0731 | 0 | 9547.0731 | 411683.4711 | 0 | 43.1214 | 411683.4711 | 411683.4711 | 0 | 0 | 0 | 411683.4711 | 0 | 0
2007Q3 | 2007 | 2007-08-01 | 2007 | 8 |  | 2007-08-01 | 2007-08-31 | 7.15% | 0.57957 |  |  | 0 | 0 | 0 | 0 | 0 | 0 | 0 | 0 | 0 | 0 | 0 | 0 | 0% | 0% | 0% | 0% | 0% | 0% | 0% | 0% | 0% | 0% | 0% | 0% | 0% | 0% | 0% | 0% | 0% | 0% | 0% | 0% | 0% | 0% | 0% | 0% | 0 | 23 | 4 | 4 | 0 | 31 | 1.5% | 16311.6 | 2836.8 | 2836.8 |  | 1 | 1 | 1 | 1 | 3262.32 | 567.36 | 567.36 |  | 1 | 1 | 1 | 1 | 21985.2 | 21985.2 | 4397.04 | 4397.04 | 7.6277 | 0 | 0 | 0 | 0 | 0 | 0 | 0 | 0 | 0 | 0 | 0 | 0 | 0 | 0 | 0 | 0 | 0 | 0 | 0% | 0% | 0% | 0% | 0% | 0% | 0% | 0% | 7774.9747 | 0 | 0 | 0 | 0 | 0 | 0 | 0% | 0 | 0 | 0 | 0 | 0 | 0 | 0% | 0% | 0% | 0% | 0% | 0% | 0 | 0 | 0 | 0 | 0 | 0 | 0 | 0 | 0 | 0 | 0 | 0 | 0 | 0 | 0 | 0 | 0 | 0 | 0 | 0 | 0 | 0 | 0 | 0 | 0 | 0 | 0 | 0 | 0 | 0 |  | 0 |  | No | 45 | 12233.7 | 0 | 2127.6 | 0 | 2127.6 | 0 | 0 | 32.1605 | 28.1088 | 530291.9186 | 67.6372 | 32.2811 | 1132247.0622 | 1662538.9808 | 12233.7 | 0 | 2127.6 | 0 | 2127.6 | 0 | 0 | 0 | 0 | 0 | 0 | 205121.2491 | 2.4 | 155000 | 0 | 0 | 50121.2491 | 150244.9744 | 18835.6 | 0 | 541080.5744 | 26035.9731 | 0.7635 | 15221 | 9547.0731 | 2.9265 | 27939.6649 |  |  |  |  | 3935.1735 | 684.378 | 684.378 |  | 3148.1388 | 547.5024 | 547.5024 |  | 9547.0731 | 0 | 9547.0731 | 573559.833 | 0 | 60.077 | 573559.833 | 573559.833 | 0 | 0 | 0 | 573559.833 | 0 | 0
2007Q3 | 2007 | 2007-09-01 | 2007 | 9 | 2007-09-03 | 2007-09-01 | 2007-09-30 | 7.15% | 0.57623 |  |  | 0 | 0 | 0 | 0 | 0 | 0 | 0 | 0 | 0 | 0 | 0 | 0 | 0% | 0% | 0% | 0% | 0% | 0% | 0% | 0% | 0% | 0% | 0% | 0% | 0% | 0% | 0% | 0% | 0% | 0% | 0% | 0% | 0% | 0% | 0% | 0% | 0 | 19 | 5 | 5 | 1 | 30 | 1.5% | 13474.8 | 3546 | 4255.2 |  | 1 | 1 | 1 | 1 | 2694.96 | 709.2 | 851.04 |  | 1 | 1 | 1 | 1 | 21276 | 21276 | 4255.2 | 4255.2 | 7.7125 | 0 | 0 | 0 | 0 | 0 | 0 | 0 | 0 | 0 | 0 | 0 | 0 | 0 | 0 | 0 | 0 | 0 | 0 | 0% | 0% | 0% | 0% | 0% | 0% | 0% | 0% | 7776.2776 | 0 | 0 | 0 | 0 | 0 | 0 | 0% | 0 | 0 | 0 | 0 | 0 | 0 | 0% | 0% | 0% | 0% | 0% | 0% | 0 | 0 | 0 | 0 | 0 | 0 | 0 | 0 | 0 | 0 | 0 | 0 | 0 | 0 | 0 | 0 | 0 | 0 | 0 | 0 | 0 | 0 | 0 | 0 | 0 | 0 | 0 | 0 | 0 | 0 |  | 0 |  | No | 45 | 10106.1 | 0 | 2659.5 | 0 | 3191.4 | 0 | 0 | 32.1605 | 28.1088 | 513185.7276 | 67.6372 | 32.2811 | 1095722.9634 | 1608908.6911 | 10106.1 | 0 | 2659.5 | 0 | 3191.4 | 0 | 0 | 0 | 0 | 0 | 0 | 198537.6987 | 2.4 | 150000 | 0 | 0 | 48537.6987 | 151687.8901 | 18384 | 0 | 530071.8901 | 25196.103 | 0.76363 | 14730 | 9239.103 | 2.9265 | 27038.3854 |  |  |  |  | 3250.7955 | 855.4725 | 1026.567 |  | 2600.6364 | 684.378 | 821.2536 |  | 9239.103 | 0 | 9239.103 | 437628.9453 | 0 | 47.367 | 437628.9453 | 437628.9453 | 0 | 0 | 0 | 437628.9453 | 0 | 0
2007Q4 | 2007 | 2007-10-01 | 2007 | 10 |  | 2007-10-01 | 2007-10-31 | 7.15% | 0.57281 |  |  | 0 | 0 | 0 | 0 | 0 | 0 | 0 | 0 | 0 | 0 | 0 | 0 | 0% | 0% | 0% | 0% | 0% | 0% | 0% | 0% | 0% | 0% | 0% | 0% | 0% | 0% | 0% | 0% | 0% | 0% | 0% | 0% | 0% | 0% | 0% | 0% | 0 | 23 | 4 | 4 | 0 | 31 | 1.5% | 16311.6 | 2836.8 | 2836.8 |  | 1 | 1 | 1 | 1 | 3262.32 | 567.36 | 567.36 |  | 1 | 1 | 1 | 1 | 21985.2 | 21985.2 | 4397.04 | 4397.04 | 7.7947 | 0 | 0 | 0 | 0 | 0 | 0 | 0 | 0 | 0 | 0 | 0 | 0 | 0 | 0 | 0 | 0 | 0 | 0 | 0% | 0% | 0% | 0% | 0% | 0% | 0% | 0% | 7777.5805 | 0 | 0 | 0 | 0 | 0 | 0 | 0% | 0 | 0 | 0 | 0 | 0 | 0 | 0% | 0% | 0% | 0% | 0% | 0% | 0 | 0 | 0 | 0 | 0 | 0 | 0 | 0 | 0 | 0 | 0 | 0 | 0 | 0 | 0 | 0 | 0 | 0 | 0 | 0 | 0 | 0 | 0 | 0 | 0 | 0 | 0 | 0 | 0 | 0 |  | 0 |  | No | 45 | 10194.75 | 3058.425 | 1773 | 531.9 | 1773 | 531.9 | 0 | 32.1605 | 28.1088 | 574482.9118 | 67.6372 | 32.2811 | 585418.2268 | 1159901.1386 | 10194.75 | 3058.425 | 1773 | 531.9 | 1773 | 531.9 | 0 | 0 | 0 | 0 | 0 | 237250.9315 | 2.4 | 155000 | 0 | 0 | 82250.9315 | 268279.593 | 19065 | 0 | 659344.593 | 30062.0128 | 0.76376 | 15221 | 12199.0378 | 2.9265 | 35700.6829 |  |  |  |  | 5902.7603 | 1026.567 | 1026.567 |  | 3148.1388 | 547.5024 | 547.5024 |  | 10624.9685 | 0 | 10624.9685 | 453661.7721 | 0 | 42.6977 | 453661.7721 | 453661.7721 | 0 | 0 | 0 | 453661.7721 | 0 | 0
2007Q4 | 2007 | 2007-11-01 | 2007 | 11 | 2007-11-22 | 2007-11-01 | 2007-11-30 | 7.15% | 0.56951 |  |  | 0 | 0 | 0 | 0 | 0 | 0 | 0 | 0 | 0 | 0 | 0 | 0 | 0% | 0% | 0% | 0% | 0% | 0% | 0% | 0% | 0% | 0% | 0% | 0% | 0% | 0% | 0% | 0% | 0% | 0% | 0% | 0% | 0% | 0% | 0% | 0% | 0 | 21 | 4 | 4 | 1 | 30 | 1.5% | 14893.2 | 2836.8 | 3546 |  | 1 | 1 | 1 | 1 | 2978.64 | 567.36 | 709.2 |  | 1 | 1 | 1 | 1 | 21276 | 21276 | 4255.2 | 4255.2 | 7.8795 | 0 | 0 | 0 | 0 | 0 | 0 | 0 | 0 | 0 | 0 | 0 | 0 | 0 | 0 | 0 | 0 | 0 | 0 | 0% | 0% | 0% | 0% | 0% | 0% | 0% | 0% | 7778.8834 | 0 | 0 | 0 | 0 | 0 | 0 | 0% | 0 | 0 | 0 | 0 | 0 | 0 | 0% | 0% | 0% | 0% | 0% | 0% | 0 | 0 | 0 | 0 | 0 | 0 | 0 | 0 | 0 | 0 | 0 | 0 | 0 | 0 | 0 | 0 | 0 | 0 | 0 | 0 | 0 | 0 | 0 | 0 | 0 | 0 | 0 | 0 | 0 | 0 |  | 0 |  | No | 45 | 9308.25 | 2792.475 | 1773 | 531.9 | 2216.25 | 664.875 | 0 | 32.1605 | 28.1088 | 555951.2049 | 67.6372 | 32.2811 | 566533.7679 | 1122484.9729 | 9308.25 | 2792.475 | 1773 | 531.9 | 2216.25 | 664.875 | 0 | 0 | 0 | 0 | 0 | 229636.1373 | 2.4 | 150000 | 0 | 0 | 79636.1373 | 270475.1898 | 18894 | 0 | 649369.1898 | 29092.2705 | 0.76389 | 14730 | 11805.5205 | 2.9265 | 34549.048 |  |  |  |  | 5389.4768 | 1026.567 | 1283.2088 |  | 2874.3876 | 547.5024 | 684.378 |  | 8263.8643 | 0 | 8263.8643 | 376568.7631 | 0 | 45.5681 | 376568.7631 | 376568.7631 | 0 | 0 | 0 | 376568.7631 | 0 | 0
2007Q4 | 2007 | 2007-12-01 | 2007 | 12 | 2007-12-25 | 2007-12-01 | 2007-12-31 | 7.15% | 0.56613 |  |  | 0 | 0 | 0 | 0 | 0 | 0 | 0 | 0 | 0 | 0 | 0 | 0 | 0% | 0% | 0% | 0% | 0% | 0% | 0% | 0% | 0% | 0% | 0% | 0% | 0% | 0% | 0% | 0% | 0% | 0% | 0% | 0% | 0% | 0% | 0% | 0% | 0 | 20 | 5 | 5 | 1 | 31 | 1.5% | 14184 | 3546 | 4255.2 |  | 1 | 1 | 1 | 1 | 2836.8 | 709.2 | 851.04 |  | 1 | 1 | 1 | 1 | 21985.2 | 21985.2 | 4397.04 | 4397.04 | 7.9617 | 0 | 0 | 0 | 0 | 0 | 0 | 0 | 0 | 0 | 0 | 0 | 0 | 0 | 0 | 0 | 0 | 0 | 0 | 0% | 0% | 0% | 0% | 0% | 0% | 0% | 0% | 7664 | 0 | 0 | 0 | 0 | 0 | 0 | 0% | 0 | 0 | 0 | 0 | 0 | 0 | 0% | 0% | 0% | 0% | 0% | 0% | 0 | 0 | 0 | 0 | 0 | 0 | 0 | 0 | 0 | 0 | 0 | 0 | 0 | 0 | 0 | 0 | 0 | 0 | 0 | 0 | 0 | 0 | 0 | 0 | 0 | 0 | 0 | 0 | 0 | 0 |  | 0 |  | No | 45 | 8865 | 2659.5 | 2216.25 | 664.875 | 2659.5 | 797.85 | 0 | 32.1605 | 28.1088 | 574482.9118 | 67.6372 | 32.2811 | 585418.2268 | 1159901.1386 | 8865 | 2659.5 | 2216.25 | 664.875 | 2659.5 | 797.85 | 0 | 0 | 0 | 0 | 0 | 233786.2198 | 2.4 | 155000 | 0 | 0 | 78786.2198 | 278795.8497 | 20013.6 | 0 | 670809.4497 | 30062.0128 | 0.7526 | 15221 | 12199.0379 | 2.9265 | 35700.6829 |  |  |  |  | 5132.835 | 1283.2088 | 1539.8505 |  | 2737.512 | 684.378 | 821.2536 |  | 7870.347 | 0 | 7870.347 | 361559.4555 | 0 | 45.9395 | 361559.4555 | 361559.4555 | 0 | 0 | 0 | 361559.4555 | 0 | 0
2008Q1 | 2008 | 2008-01-01 | 2008 | 1 | 2008-01-01 | 2008-01-01 | 2008-01-31 | 7.15% | 0.56276 |  |  | 0 | 0 | 0 | 0 | 0 | 0 | 0 | 0 | 0 | 0 | 0 | 0 | 0% | 0% | 0% | 0% | 0% | 0% | 0% | 0% | 0% | 0% | 0% | 0% | 0% | 0% | 0% | 0% | 0% | 0% | 0% | 0% | 0% | 0% | 0% | 0% | 0 | 22 | 4 | 4 | 1 | 31 | 1.5% | 15602.4 | 2836.8 | 3546 |  | 1 | 1 | 1 | 1 | 3120.48 | 567.36 | 709.2 |  | 1 | 1 | 1 | 1 | 21985.2 | 21985.2 | 4397.04 | 4397.04 | 8.0465 | 0 | 0 | 0 | 0 | 0 | 0 | 0 | 0 | 0 | 0 | 0 | 0 | 0 | 0 | 0 | 0 | 0 | 0 | 0% | 0% | 0% | 0% | 0% | 0% | 0% | 0% | 7666.031 | 0 | 0 | 0 | 0 | 0 | 0 | 0% | 0 | 0 | 0 | 0 | 0 | 0 | 0% | 0% | 0% | 0% | 0% | 0% | 0 | 0 | 0 | 0 | 0 | 0 | 0 | 0 | 0 | 0 | 0 | 0 | 0 | 0 | 0 | 0 | 0 | 0 | 0 | 0 | 0 | 0 | 0 | 0 | 0 | 0 | 0 | 0 | 0 | 0 |  | 0 |  | No | 45 | 9751.5 | 2925.45 | 1773 | 531.9 | 2216.25 | 664.875 | 0 | 32.1605 | 28.1088 | 574482.9118 | 67.6372 | 32.2811 | 585418.2268 | 1159901.1386 | 9751.5 | 2925.45 | 1773 | 531.9 | 2216.25 | 664.875 | 0 | 0 | 0 | 0 | 0 | 233848.1731 | 2.4 | 155000 | 0 | 0 | 78848.1731 | 267574.1389 | 20999.4 | 0 | 660573.5389 | 30062.0129 | 0.7528 | 15221 | 12199.0378 | 3.0143 | 36771.7034 |  |  |  |  | 5646.1185 | 1026.567 | 1283.2088 |  | 3011.2632 | 547.5024 | 684.378 |  | 8657.3817 | 0 | 8657.3817 | 365686.03 | 0 | 42.2398 | 365686.03 | 365686.03 | 0 | 0 | 0 | 365686.03 | 0 | 0
2008Q1 | 2008 | 2008-02-01 | 2008 | 2 |  | 2008-02-01 | 2008-02-29 | 7.15% | 0.55963 |  |  | 0 | 0 | 0 | 0 | 0 | 0 | 0 | 0 | 0 | 0 | 0 | 0 | 0% | 0% | 0% | 0% | 0% | 0% | 0% | 0% | 0% | 0% | 0% | 0% | 0% | 0% | 0% | 0% | 0% | 0% | 0% | 0% | 0% | 0% | 0% | 0% | 0 | 21 | 4 | 4 | 0 | 29 | 1.5% | 14893.2 | 2836.8 | 2836.8 |  | 1 | 1 | 1 | 1 | 2978.64 | 567.36 | 567.36 |  | 1 | 1 | 1 | 1 | 20566.8 | 20566.8 | 4113.36 | 4113.36 | 8.1314 | 0 | 0 | 0 | 0 | 0 | 0 | 0 | 0 | 0 | 0 | 0 | 0 | 0 | 0 | 0 | 0 | 0 | 0 | 0% | 0% | 0% | 0% | 0% | 0% | 0% | 0% | 7668.0619 | 0 | 0 | 0 | 0 | 0 | 0 | 0% | 0 | 0 | 0 | 0 | 0 | 0 | 0% | 0% | 0% | 0% | 0% | 0% | 0 | 0 | 0 | 0 | 0 | 0 | 0 | 0 | 0 | 0 | 0 | 0 | 0 | 0 | 0 | 0 | 0 | 0 | 0 | 0 | 0 | 0 | 0 | 0 | 0 | 0 | 0 | 0 | 0 | 0 |  | 0 |  | No | 45 | 9308.25 | 2792.475 | 1773 | 531.9 | 1773 | 531.9 | 0 | 32.1605 | 28.1088 | 537419.4981 | 67.6372 | 32.2811 | 547649.309 | 1085068.8071 | 9308.25 | 2792.475 | 1773 | 531.9 | 1773 | 531.9 | 0 | 0 | 0 | 0 | 0 | 218819.1506 | 2.4 | 145000 | 0 | 0 | 73819.1506 | 231667.243 | 19006.6 | 0 | 598673.843 | 28122.5282 | 0.753 | 14239 | 11412.0031 | 3.0143 | 34399.3354 |  |  |  |  | 5389.4768 | 1026.567 | 1026.567 |  | 2874.3876 | 547.5024 | 547.5024 |  | 8263.8643 | 0 | 8263.8643 | 282111.0612 | 0 | 34.1379 | 282111.0612 | 282111.0612 | 0 | 0 | 0 | 282111.0612 | 0 | 0
2008Q1 | 2008 | 2008-03-01 | 2008 | 3 |  | 2008-03-01 | 2008-03-31 | 7.15% | 0.5563 |  |  | 0 | 0 | 0 | 0 | 0 | 0 | 0 | 0 | 0 | 0 | 0 | 0 | 0% | 0% | 0% | 0% | 0% | 0% | 0% | 0% | 0% | 0% | 0% | 0% | 0% | 0% | 0% | 0% | 0% | 0% | 0% | 0% | 0% | 0% | 0% | 0% | 0 | 21 | 5 | 5 | 0 | 31 | 1.5% | 14893.2 | 3546 | 3546 |  | 1 | 1 | 1 | 1 | 2978.64 | 709.2 | 709.2 |  | 1 | 1 | 1 | 1 | 21985.2 | 21985.2 | 4397.04 | 4397.04 | 8.2108 | 0 | 0 | 0 | 0 | 0 | 0 | 0 | 0 | 0 | 0 | 0 | 0 | 0 | 0 | 0 | 0 | 0 | 0 | 0% | 0% | 0% | 0% | 0% | 0% | 0% | 0% | 7670.0929 | 0 | 0 | 0 | 0 | 0 | 0 | 0% | 0 | 0 | 0 | 0 | 0 | 0 | 0% | 0% | 0% | 0% | 0% | 0% | 0 | 0 | 0 | 0 | 0 | 0 | 0 | 0 | 0 | 0 | 0 | 0 | 0 | 0 | 0 | 0 | 0 | 0 | 0 | 0 | 0 | 0 | 0 | 0 | 0 | 0 | 0 | 0 | 0 | 0 |  | 0 |  | No | 45 | 9308.25 | 2792.475 | 2216.25 | 664.875 | 2216.25 | 664.875 | 0 | 32.1605 | 28.1088 | 574482.9118 | 67.6372 | 32.2811 | 585418.2268 | 1159901.1386 | 9308.25 | 2792.475 | 2216.25 | 664.875 | 2216.25 | 664.875 | 0 | 0 | 0 | 0 | 0 | 233972.0798 | 2.4 | 155000 | 0 | 0 | 78972.0798 | 234767.2693 | 19542.4 | 0 | 626309.6693 | 30062.0129 | 0.7532 | 15221 | 12199.0379 | 3.0143 | 36771.7034 |  |  |  |  | 5389.4768 | 1283.2088 | 1283.2088 |  | 2874.3876 | 684.378 | 684.378 |  | 8263.8643 | 0 | 8263.8643 | 280115.7856 | 0 | 33.8965 | 280115.7856 | 280115.7856 | 0 | 0 | 0 | 280115.7856 | 0 | 0
2008Q2 | 2008 | 2008-04-01 | 2008 | 4 |  | 2008-04-01 | 2008-04-30 | 7.15% | 0.5531 |  |  | 0 | 0 | 0 | 0 | 0 | 0 | 0 | 0 | 0 | 0 | 0 | 0 | 0% | 0% | 0% | 0% | 0% | 0% | 0% | 0% | 0% | 0% | 0% | 0% | 0% | 0% | 0% | 0% | 0% | 0% | 0% | 0% | 0% | 0% | 0% | 0% | 0 | 22 | 4 | 4 | 0 | 30 | 1.5% | 15602.4 | 2836.8 | 2836.8 |  | 1 | 1 | 1 | 1 | 3120.48 | 567.36 | 567.36 |  | 1 | 1 | 1 | 1 | 21276 | 21276 | 4255.2 | 4255.2 | 8.2957 | 0 | 0 | 0 | 0 | 0 | 0 | 0 | 0 | 0 | 0 | 0 | 0 | 0 | 0 | 0 | 0 | 0 | 0 | 0% | 0% | 0% | 0% | 0% | 0% | 0% | 0% | 7672.1238 | 0 | 0 | 0 | 0 | 0 | 0 | 0% | 0 | 0 | 0 | 0 | 0 | 0 | 0% | 0% | 0% | 0% | 0% | 0% | 0 | 0 | 0 | 0 | 0 | 0 | 0 | 0 | 0 | 0 | 0 | 0 | 0 | 0 | 0 | 0 | 0 | 0 | 0 | 0 | 0 | 0 | 0 | 0 | 0 | 0 | 0 | 0 | 0 | 0 |  | 0 |  | No | 45 | 9751.5 | 2925.45 | 1773 | 531.9 | 1773 | 531.9 | 0 | 32.1605 | 28.1088 | 555951.2049 | 67.6372 | 32.2811 | 566533.7679 | 1122484.9729 | 9751.5 | 2925.45 | 1773 | 531.9 | 1773 | 531.9 | 0 | 0 | 0 | 0 | 0 | 226484.5482 | 2.4 | 150000 | 0 | 0 | 76484.5482 | 220670.5796 | 18162 | 0 | 598832.5796 | 29092.2705 | 0.7534 | 14730 | 11805.5205 | 3.0143 | 35585.5194 |  |  |  |  | 5646.1185 | 1026.567 | 1026.567 |  | 3011.2632 | 547.5024 | 547.5024 |  | 8657.3817 | 0 | 8657.3817 | 280685.9911 | 0 | 32.4216 | 280685.9911 | 280685.9911 | 0 | 0 | 0 | 280685.9911 | 0 | 0
2008Q2 | 2008 | 2008-05-01 | 2008 | 5 | 2008-05-26 | 2008-05-01 | 2008-05-31 | 7.15% | 0.54982 |  |  | 0 | 0 | 0 | 0 | 0 | 0 | 0 | 0 | 0 | 0 | 0 | 0 | 0% | 0% | 0% | 0% | 0% | 0% | 0% | 0% | 0% | 0% | 0% | 0% | 0% | 0% | 0% | 0% | 0% | 0% | 0% | 0% | 0% | 0% | 0% | 0% | 0 | 21 | 5 | 4 | 1 | 31 | 1.5% | 14893.2 | 3546 | 3546 |  | 1 | 1 | 1 | 1 | 2978.64 | 709.2 | 709.2 |  | 1 | 1 | 1 | 1 | 21985.2 | 21985.2 | 4397.04 | 4397.04 | 8.3778 | 0 | 0 | 0 | 0 | 0 | 0 | 0 | 0 | 0 | 0 | 0 | 0 | 0 | 0 | 0 | 0 | 0 | 0 | 0% | 0% | 0% | 0% | 0% | 0% | 0% | 0% | 7674.1548 | 0 | 0 | 0 | 0 | 0 | 0 | 0% | 0 | 0 | 0 | 0 | 0 | 0 | 0% | 0% | 0% | 0% | 0% | 0% | 0 | 0 | 0 | 0 | 0 | 0 | 0 | 0 | 0 | 0 | 0 | 0 | 0 | 0 | 0 | 0 | 0 | 0 | 0 | 0 | 0 | 0 | 0 | 0 | 0 | 0 | 0 | 0 | 0 | 0 |  | 0 |  | No | 45 | 11169.9 | 0 | 2659.5 | 0 | 2659.5 | 0 | 0 | 32.9324 | 28.7834 | 543018.9246 | 69.2605 | 33.0559 | 1159420.9917 | 1702439.9163 | 11169.9 | 0 | 2659.5 | 0 | 2659.5 | 0 | 0 | 0 | 0 | 0 | 0 | 202461.3937 | 2.4 | 155000 | 0 | 0 | 47461.3937 | 135919.9106 | 18705.4 | 0 | 526625.3106 | 26035.9731 | 0.7536 | 15221 | 9547.0731 | 3.0143 | 28777.8548 |  |  |  |  | 3592.9845 | 855.4725 | 855.4725 |  | 2874.3876 | 684.378 | 684.378 |  | 6467.3721 | 0 | 6467.3721 | 213575.5678 | 0 | 33.0235 | 213575.5678 | 213575.5678 | 0 | 0 | 0 | 213575.5678 | 0 | 0
2008Q2 | 2008 | 2008-06-01 | 2008 | 6 |  | 2008-06-01 | 2008-06-30 | 7.15% | 0.54665 |  |  | 0 | 0 | 0 | 0 | 0 | 0 | 0 | 0 | 0 | 0 | 0 | 0 | 0% | 0% | 0% | 0% | 0% | 0% | 0% | 0% | 0% | 0% | 0% | 0% | 0% | 0% | 0% | 0% | 0% | 0% | 0% | 0% | 0% | 0% | 0% | 0% | 0 | 21 | 4 | 5 | 0 | 30 | 1.5% | 14893.2 | 2836.8 | 3546 |  | 1 | 1 | 1 | 1 | 2978.64 | 567.36 | 709.2 |  | 1 | 1 | 1 | 1 | 21276 | 21276 | 4255.2 | 4255.2 | 8.4627 | 0 | 0 | 0 | 0 | 0 | 0 | 0 | 0 | 0 | 0 | 0 | 0 | 0 | 0 | 0 | 0 | 0 | 0 | 0% | 0% | 0% | 0% | 0% | 0% | 0% | 0% | 7676.1858 | 0 | 0 | 0 | 0 | 0 | 0 | 0% | 0 | 0 | 0 | 0 | 0 | 0 | 0% | 0% | 0% | 0% | 0% | 0% | 0 | 0 | 0 | 0 | 0 | 0 | 0 | 0 | 0 | 0 | 0 | 0 | 0 | 0 | 0 | 0 | 0 | 0 | 0 | 0 | 0 | 0 | 0 | 0 | 0 | 0 | 0 | 0 | 0 | 0 |  | 0 |  | No | 45 | 11169.9 | 0 | 2127.6 | 0 | 2659.5 | 0 | 0 | 32.9324 | 28.7834 | 525502.1851 | 69.2605 | 33.0559 | 1122020.3146 | 1647522.4997 | 11169.9 | 0 | 2127.6 | 0 | 2659.5 | 0 | 0 | 0 | 0 | 0 | 0 | 195982.2339 | 2.4 | 150000 | 0 | 0 | 45982.2339 | 133245.6206 | 18324 | 0 | 511569.6206 | 25196.103 | 0.7538 | 14730 | 9239.103 | 3.0143 | 27849.5369 |  |  |  |  | 3592.9845 | 684.378 | 855.4725 |  | 2874.3876 | 547.5024 | 684.378 |  | 7699.2525 | 0 | 7699.2525 | 246871.147 | 0 | 32.0643 | 246871.147 | 246871.147 | 0 | 0 | 0 | 246871.147 | 0 | 0
2008Q3 | 2008 | 2008-07-01 | 2008 | 7 | 2008-07-04 | 2008-07-01 | 2008-07-31 | 7.15% | 0.5434 |  |  | 0 | 0 | 0 | 0 | 0 | 0 | 0 | 0 | 0 | 0 | 0 | 0 | 0% | 0% | 0% | 0% | 0% | 0% | 0% | 0% | 0% | 0% | 0% | 0% | 0% | 0% | 0% | 0% | 0% | 0% | 0% | 0% | 0% | 0% | 0% | 0% | 0 | 22 | 4 | 4 | 1 | 31 | 1.5% | 15602.4 | 2836.8 | 3546 |  | 1 | 1 | 1 | 1 | 3120.48 | 567.36 | 709.2 |  | 1 | 1 | 1 | 1 | 21985.2 | 21985.2 | 4397.04 | 4397.04 | 8.5448 | 0 | 0 | 0 | 0 | 0 | 0 | 0 | 0 | 0 | 0 | 0 | 0 | 0 | 0 | 0 | 0 | 0 | 0 | 0% | 0% | 0% | 0% | 0% | 0% | 0% | 0% | 7678.2167 | 0 | 0 | 0 | 0 | 0 | 0 | 0% | 0 | 0 | 0 | 0 | 0 | 0 | 0% | 0% | 0% | 0% | 0% | 0% | 0 | 0 | 0 | 0 | 0 | 0 | 0 | 0 | 0 | 0 | 0 | 0 | 0 | 0 | 0 | 0 | 0 | 0 | 0 | 0 | 0 | 0 | 0 | 0 | 0 | 0 | 0 | 0 | 0 | 0 |  | 0 |  | No | 45 | 11701.8 | 0 | 2127.6 | 0 | 2659.5 | 0 | 0 | 32.9324 | 28.7834 | 543018.9246 | 69.2605 | 33.0559 | 1159420.9917 | 1702439.9163 | 11701.8 | 0 | 2127.6 | 0 | 2659.5 | 0 | 0 | 0 | 0 | 0 | 0 | 202568.5563 | 2.4 | 155000 | 0 | 0 | 47568.5563 | 141537.3174 | 19009.2 | 0 | 532546.5174 | 26035.9731 | 0.754 | 15221 | 9547.0731 | 3.0143 | 28777.8548 |  |  |  |  | 3764.079 | 684.378 | 855.4725 |  | 3011.2632 | 547.5024 | 684.378 |  | 9547.0731 | 0 | 9547.0731 | 414247.2133 | 0 | 43.39 | 414247.2133 | 414247.2133 | 0 | 0 | 0 | 414247.2133 | 0 | 0
2008Q3 | 2008 | 2008-08-01 | 2008 | 8 |  | 2008-08-01 | 2008-08-31 | 7.15% | 0.54017 |  |  | 0 | 0 | 0 | 0 | 0 | 0 | 0 | 0 | 0 | 0 | 0 | 0 | 0% | 0% | 0% | 0% | 0% | 0% | 0% | 0% | 0% | 0% | 0% | 0% | 0% | 0% | 0% | 0% | 0% | 0% | 0% | 0% | 0% | 0% | 0% | 0% | 0 | 21 | 5 | 5 | 0 | 31 | 1.5% | 14893.2 | 3546 | 3546 |  | 1 | 1 | 1 | 1 | 2978.64 | 709.2 | 709.2 |  | 1 | 1 | 1 | 1 | 21985.2 | 21985.2 | 4397.04 | 4397.04 | 8.6297 | 0 | 0 | 0 | 0 | 0 | 0 | 0 | 0 | 0 | 0 | 0 | 0 | 0 | 0 | 0 | 0 | 0 | 0 | 0% | 0% | 0% | 0% | 0% | 0% | 0% | 0% | 7680.2477 | 0 | 0 | 0 | 0 | 0 | 0 | 0% | 0 | 0 | 0 | 0 | 0 | 0 | 0% | 0% | 0% | 0% | 0% | 0% | 0 | 0 | 0 | 0 | 0 | 0 | 0 | 0 | 0 | 0 | 0 | 0 | 0 | 0 | 0 | 0 | 0 | 0 | 0 | 0 | 0 | 0 | 0 | 0 | 0 | 0 | 0 | 0 | 0 | 0 |  | 0 |  | No | 45 | 11169.9 | 0 | 2659.5 | 0 | 2659.5 | 0 | 0 | 32.9324 | 28.7834 | 543018.9246 | 69.2605 | 33.0559 | 1159420.9917 | 1702439.9163 | 11169.9 | 0 | 2659.5 | 0 | 2659.5 | 0 | 0 | 0 | 0 | 0 | 0 | 202622.1376 | 2.4 | 155000 | 0 | 0 | 47622.1376 | 146950.1961 | 19139.4 | 0 | 538089.5961 | 26035.9731 | 0.7542 | 15221 | 9547.0731 | 3.0143 | 28777.8548 |  |  |  |  | 3592.9845 | 855.4725 | 855.4725 |  | 2874.3876 | 684.378 | 684.378 |  | 9547.0731 | 0 | 9547.0731 | 661922.1393 | 0 | 69.3325 | 661922.1393 | 661922.1393 | 0 | 0 | 0 | 661922.1393 | 0 | 0
2008Q3 | 2008 | 2008-09-01 | 2008 | 9 | 2008-09-01 | 2008-09-01 | 2008-09-30 | 7.15% | 0.53706 |  |  | 0 | 0 | 0 | 0 | 0 | 0 | 0 | 0 | 0 | 0 | 0 | 0 | 0% | 0% | 0% | 0% | 0% | 0% | 0% | 0% | 0% | 0% | 0% | 0% | 0% | 0% | 0% | 0% | 0% | 0% | 0% | 0% | 0% | 0% | 0% | 0% | 0 | 21 | 4 | 4 | 1 | 30 | 1.5% | 14893.2 | 2836.8 | 3546 |  | 1 | 1 | 1 | 1 | 2978.64 | 567.36 | 709.2 |  | 1 | 1 | 1 | 1 | 21276 | 21276 | 4255.2 | 4255.2 | 8.7146 | 0 | 0 | 0 | 0 | 0 | 0 | 0 | 0 | 0 | 0 | 0 | 0 | 0 | 0 | 0 | 0 | 0 | 0 | 0% | 0% | 0% | 0% | 0% | 0% | 0% | 0% | 7682.2786 | 0 | 0 | 0 | 0 | 0 | 0 | 0% | 0 | 0 | 0 | 0 | 0 | 0 | 0% | 0% | 0% | 0% | 0% | 0% | 0 | 0 | 0 | 0 | 0 | 0 | 0 | 0 | 0 | 0 | 0 | 0 | 0 | 0 | 0 | 0 | 0 | 0 | 0 | 0 | 0 | 0 | 0 | 0 | 0 | 0 | 0 | 0 | 0 | 0 |  | 0 |  | No | 45 | 11169.9 | 0 | 2127.6 | 0 | 2659.5 | 0 | 0 | 32.9324 | 28.7834 | 525502.1851 | 69.2605 | 33.0559 | 1122020.3146 | 1647522.4997 | 11169.9 | 0 | 2127.6 | 0 | 2659.5 | 0 | 0 | 0 | 0 | 0 | 0 | 196137.7924 | 2.4 | 150000 | 0 | 0 | 46137.7924 | 148429.6652 | 18672 | 0 | 527101.6652 | 25196.103 | 0.7544 | 14730 | 9239.103 | 3.0143 | 27849.5369 |  |  |  |  | 3592.9845 | 684.378 | 855.4725 |  | 2874.3876 | 547.5024 | 684.378 |  | 9239.103 | 0 | 9239.103 | 439158.7788 | 0 | 47.5326 | 439158.7788 | 439158.7788 | 0 | 0 | 0 | 439158.7788 | 0 | 0
2008Q4 | 2008 | 2008-10-01 | 2008 | 10 |  | 2008-10-01 | 2008-10-31 | 7.15% | 0.53387 |  |  | 0 | 0 | 0 | 0 | 0 | 0 | 0 | 0 | 0 | 0 | 0 | 0 | 0% | 0% | 0% | 0% | 0% | 0% | 0% | 0% | 0% | 0% | 0% | 0% | 0% | 0% | 0% | 0% | 0% | 0% | 0% | 0% | 0% | 0% | 0% | 0% | 0 | 23 | 4 | 4 | 0 | 31 | 1.5% | 16311.6 | 2836.8 | 2836.8 |  | 1 | 1 | 1 | 1 | 3262.32 | 567.36 | 567.36 |  | 1 | 1 | 1 | 1 | 21985.2 | 21985.2 | 4397.04 | 4397.04 | 8.7967 | 0 | 0 | 0 | 0 | 0 | 0 | 0 | 0 | 0 | 0 | 0 | 0 | 0 | 0 | 0 | 0 | 0 | 0 | 0% | 0% | 0% | 0% | 0% | 0% | 0% | 0% | 7684.3096 | 0 | 0 | 0 | 0 | 0 | 0 | 0% | 0 | 0 | 0 | 0 | 0 | 0 | 0% | 0% | 0% | 0% | 0% | 0% | 0 | 0 | 0 | 0 | 0 | 0 | 0 | 0 | 0 | 0 | 0 | 0 | 0 | 0 | 0 | 0 | 0 | 0 | 0 | 0 | 0 | 0 | 0 | 0 | 0 | 0 | 0 | 0 | 0 | 0 |  | 0 |  | No | 45 | 10194.75 | 3058.425 | 1773 | 531.9 | 1773 | 531.9 | 0 | 32.9324 | 28.7834 | 588270.5017 | 69.2605 | 33.0559 | 599468.2643 | 1187738.7659 | 10194.75 | 3058.425 | 1773 | 531.9 | 1773 | 531.9 | 0 | 0 | 0 | 0 | 0 | 234405.7532 | 2.4 | 155000 | 0 | 0 | 79405.7532 | 266624.3202 | 19356.4 | 0 | 657980.7202 | 30062.0128 | 0.7546 | 15221 | 12199.0378 | 3.0143 | 36771.7034 |  |  |  |  | 5902.7603 | 1026.567 | 1026.567 |  | 3148.1388 | 547.5024 | 547.5024 |  | 10624.9685 | 0 | 10624.9685 | 451095.7188 | 0 | 42.4562 | 451095.7188 | 451095.7188 | 0 | 0 | 0 | 451095.7188 | 0 | 0
2008Q4 | 2008 | 2008-11-01 | 2008 | 11 | 2008-11-27 | 2008-11-01 | 2008-11-30 | 7.15% | 0.5308 |  |  | 0 | 0 | 0 | 0 | 0 | 0 | 0 | 0 | 0 | 0 | 0 | 0 | 0% | 0% | 0% | 0% | 0% | 0% | 0% | 0% | 0% | 0% | 0% | 0% | 0% | 0% | 0% | 0% | 0% | 0% | 0% | 0% | 0% | 0% | 0% | 0% | 0 | 19 | 5 | 5 | 1 | 30 | 1.5% | 13474.8 | 3546 | 4255.2 |  | 1 | 1 | 1 | 1 | 2694.96 | 709.2 | 851.04 |  | 1 | 1 | 1 | 1 | 21276 | 21276 | 4255.2 | 4255.2 | 8.8816 | 0 | 0 | 0 | 0 | 0 | 0 | 0 | 0 | 0 | 0 | 0 | 0 | 0 | 0 | 0 | 0 | 0 | 0 | 0% | 0% | 0% | 0% | 0% | 0% | 0% | 0% | 7686.3406 | 0 | 0 | 0 | 0 | 0 | 0 | 0% | 0 | 0 | 0 | 0 | 0 | 0 | 0% | 0% | 0% | 0% | 0% | 0% | 0 | 0 | 0 | 0 | 0 | 0 | 0 | 0 | 0 | 0 | 0 | 0 | 0 | 0 | 0 | 0 | 0 | 0 | 0 | 0 | 0 | 0 | 0 | 0 | 0 | 0 | 0 | 0 | 0 | 0 |  | 0 |  | No | 45 | 8421.75 | 2526.525 | 2216.25 | 664.875 | 2659.5 | 797.85 | 0 | 32.9324 | 28.7834 | 569294.0339 | 69.2605 | 33.0559 | 580130.5783 | 1149424.6122 | 8421.75 | 2526.525 | 2216.25 | 664.875 | 2659.5 | 797.85 | 0 | 0 | 0 | 0 | 0 | 226904.2322 | 2.4 | 150000 | 0 | 0 | 76904.2322 | 268891.1196 | 19146 | 0 | 648037.1196 | 29092.2705 | 0.7548 | 14730 | 11805.5205 | 3.0143 | 35585.5194 |  |  |  |  | 4876.1932 | 1283.2088 | 1539.8505 |  | 2600.6364 | 684.378 | 821.2536 |  | 7476.8296 | 0 | 7476.8296 | 353323.1138 | 0 | 47.2557 | 353323.1138 | 353323.1138 | 0 | 0 | 0 | 353323.1138 | 0 | 0
2008Q4 | 2008 | 2008-12-01 | 2008 | 12 | 2008-12-25 | 2008-12-01 | 2008-12-31 | 7.15% | 0.52764 |  |  | 0 | 0 | 0 | 0 | 0 | 0 | 0 | 0 | 0 | 0 | 0 | 0 | 0% | 0% | 0% | 0% | 0% | 0% | 0% | 0% | 0% | 0% | 0% | 0% | 0% | 0% | 0% | 0% | 0% | 0% | 0% | 0% | 0% | 0% | 0% | 0% | 0 | 22 | 4 | 4 | 1 | 31 | 1.5% | 15602.4 | 2836.8 | 3546 |  | 1 | 1 | 1 | 1 | 3120.48 | 567.36 | 709.2 |  | 1 | 1 | 1 | 1 | 21985.2 | 21985.2 | 4397.04 | 4397.04 | 8.9637 | 0 | 0 | 0 | 0 | 0 | 0 | 0 | 0 | 0 | 0 | 0 | 0 | 0 | 0 | 0 | 0 | 0 | 0 | 0% | 0% | 0% | 0% | 0% | 0% | 0% | 0% | 7688.3715 | 0 | 0 | 0 | 0 | 0 | 0 | 0% | 0 | 0 | 0 | 0 | 0 | 0 | 0% | 0% | 0% | 0% | 0% | 0% | 0 | 0 | 0 | 0 | 0 | 0 | 0 | 0 | 0 | 0 | 0 | 0 | 0 | 0 | 0 | 0 | 0 | 0 | 0 | 0 | 0 | 0 | 0 | 0 | 0 | 0 | 0 | 0 | 0 | 0 |  | 0 |  | No | 45 | 9751.5 | 2925.45 | 1773 | 531.9 | 2216.25 | 664.875 | 0 | 32.9324 | 28.7834 | 588270.5017 | 69.2605 | 33.0559 | 599468.2643 | 1187738.7659 | 9751.5 | 2925.45 | 1773 | 531.9 | 2216.25 | 664.875 | 0 | 0 | 0 | 0 | 0 | 234529.6599 | 2.4 | 155000 | 0 | 0 | 79529.6599 | 289722.2976 | 20255.4 | 0 | 681977.6976 | 30062.0129 | 0.755 | 15221 | 12199.0378 | 3.0143 | 36771.7034 |  |  |  |  | 5646.1185 | 1026.567 | 1283.2088 |  | 3011.2632 | 547.5024 | 684.378 |  | 8657.3817 | 0 | 8657.3817 | 395818.9577 | 0 | 45.7204 | 395818.9577 | 395818.9577 | 0 | 0 | 0 | 395818.9577 | 0 | 0
2009Q1 | 2009 | 2009-01-01 | 2009 | 1 | 2009-01-01 | 2009-01-01 | 2009-01-31 | 7.15% | 0.52451 |  |  | 0 | 0 | 0 | 0 | 0 | 0 | 0 | 0 | 0 | 0 | 0 | 0 | 0% | 0% | 0% | 0% | 0% | 0% | 0% | 0% | 0% | 0% | 0% | 0% | 0% | 0% | 0% | 0% | 0% | 0% | 0% | 0% | 0% | 0% | 0% | 0% | 0 | 21 | 5 | 4 | 1 | 31 | 1.5% | 14893.2 | 3546 | 3546 |  | 1 | 1 | 1 | 1 | 2978.64 | 709.2 | 709.2 |  | 1 | 1 | 1 | 1 | 21985.2 | 21985.2 | 4397.04 | 4397.04 | 9.0486 | 0 | 0 | 0 | 0 | 0 | 0 | 0 | 0 | 0 | 0 | 0 | 0 | 0 | 0 | 0 | 0 | 0 | 0 | 0% | 0% | 0% | 0% | 0% | 0% | 0% | 0% | 7690.4025 | 0 | 0 | 0 | 0 | 0 | 0 | 0% | 0 | 0 | 0 | 0 | 0 | 0 | 0% | 0% | 0% | 0% | 0% | 0% | 0 | 0 | 0 | 0 | 0 | 0 | 0 | 0 | 0 | 0 | 0 | 0 | 0 | 0 | 0 | 0 | 0 | 0 | 0 | 0 | 0 | 0 | 0 | 0 | 0 | 0 | 0 | 0 | 0 | 0 |  | 0 |  | No | 45 | 9308.25 | 2792.475 | 2216.25 | 664.875 | 2216.25 | 664.875 | 0 | 32.9324 | 28.7834 | 588270.5017 | 69.2605 | 33.0559 | 599468.2643 | 1187738.7659 | 9308.25 | 2792.475 | 2216.25 | 664.875 | 2216.25 | 664.875 | 0 | 0 | 0 | 0 | 0 | 234591.6133 | 2.4 | 155000 | 0 | 0 | 79591.6133 | 277286.647 | 21290.8 | 0 | 670577.447 | 30062.0129 | 0.7552 | 15221 | 12199.0379 | 3.1047 | 37874.8545 |  |  |  |  | 5389.4768 | 1283.2088 | 1283.2088 |  | 2874.3876 | 684.378 | 684.378 |  | 8263.8643 | 0 | 8263.8643 | 343430.3788 | 0 | 41.5581 | 343430.3788 | 343430.3788 | 0 | 0 | 0 | 343430.3788 | 0 | 0
2009Q1 | 2009 | 2009-02-01 | 2009 | 2 |  | 2009-02-01 | 2009-02-28 | 7.15% | 0.52169 |  |  | 0 | 0 | 0 | 0 | 0 | 0 | 0 | 0 | 0 | 0 | 0 | 0 | 0% | 0% | 0% | 0% | 0% | 0% | 0% | 0% | 0% | 0% | 0% | 0% | 0% | 0% | 0% | 0% | 0% | 0% | 0% | 0% | 0% | 0% | 0% | 0% | 0 | 20 | 4 | 4 | 0 | 28 | 1.5% | 14184 | 2836.8 | 2836.8 |  | 1 | 1 | 1 | 1 | 2836.8 | 567.36 | 567.36 |  | 1 | 1 | 1 | 1 | 19857.6 | 19857.6 | 3971.52 | 3971.52 | 9.1335 | 0 | 0 | 0 | 0 | 0 | 0 | 0 | 0 | 0 | 0 | 0 | 0 | 0 | 0 | 0 | 0 | 0 | 0 | 0% | 0% | 0% | 0% | 0% | 0% | 0% | 0% | 7692.4334 | 0 | 0 | 0 | 0 | 0 | 0 | 0% | 0 | 0 | 0 | 0 | 0 | 0 | 0% | 0% | 0% | 0% | 0% | 0% | 0 | 0 | 0 | 0 | 0 | 0 | 0 | 0 | 0 | 0 | 0 | 0 | 0 | 0 | 0 | 0 | 0 | 0 | 0 | 0 | 0 | 0 | 0 | 0 | 0 | 0 | 0 | 0 | 0 | 0 |  | 0 |  | No | 45 | 8865 | 2659.5 | 1773 | 531.9 | 1773 | 531.9 | 0 | 32.9324 | 28.7834 | 531341.0983 | 69.2605 | 33.0559 | 541455.2065 | 1072796.3047 | 8865 | 2659.5 | 1773 | 531.9 | 1773 | 531.9 | 0 | 0 | 0 | 0 | 0 | 211945.157 | 2.4 | 140000 | 0 | 0 | 71945.157 | 231788.5717 | 18636.8 | 0 | 586425.3717 | 27152.7858 | 0.7554 | 13748 | 11018.4858 | 3.1047 | 34209.546 |  |  |  |  | 5132.835 | 1026.567 | 1026.567 |  | 2737.512 | 547.5024 | 547.5024 |  | 7870.347 | 0 | 7870.347 | 286838.0168 | 0 | 36.4454 | 286838.0168 | 286838.0168 | 0 | 0 | 0 | 286838.0168 | 0 | 0
2009Q1 | 2009 | 2009-03-01 | 2009 | 3 |  | 2009-03-01 | 2009-03-31 | 7.15% | 0.51859 |  |  | 0 | 0 | 0 | 0 | 0 | 0 | 0 | 0 | 0 | 0 | 0 | 0 | 0% | 0% | 0% | 0% | 0% | 0% | 0% | 0% | 0% | 0% | 0% | 0% | 0% | 0% | 0% | 0% | 0% | 0% | 0% | 0% | 0% | 0% | 0% | 0% | 0 | 22 | 4 | 5 | 0 | 31 | 1.5% | 15602.4 | 2836.8 | 3546 |  | 1 | 1 | 1 | 1 | 3120.48 | 567.36 | 709.2 |  | 1 | 1 | 1 | 1 | 21985.2 | 21985.2 | 4397.04 | 4397.04 | 9.2101 | 0 | 0 | 0 | 0 | 0 | 0 | 0 | 0 | 0 | 0 | 0 | 0 | 0 | 0 | 0 | 0 | 0 | 0 | 0% | 0% | 0% | 0% | 0% | 0% | 0% | 0% | 7694.4644 | 0 | 0 | 0 | 0 | 0 | 0 | 0% | 0 | 0 | 0 | 0 | 0 | 0 | 0% | 0% | 0% | 0% | 0% | 0% | 0 | 0 | 0 | 0 | 0 | 0 | 0 | 0 | 0 | 0 | 0 | 0 | 0 | 0 | 0 | 0 | 0 | 0 | 0 | 0 | 0 | 0 | 0 | 0 | 0 | 0 | 0 | 0 | 0 | 0 |  | 0 |  | No | 45 | 9751.5 | 2925.45 | 1773 | 531.9 | 2216.25 | 664.875 | 0 | 32.9324 | 28.7834 | 588270.5017 | 69.2605 | 33.0559 | 599468.2643 | 1187738.7659 | 9751.5 | 2925.45 | 1773 | 531.9 | 2216.25 | 664.875 | 0 | 0 | 0 | 0 | 0 | 234715.52 | 2.4 | 155000 | 0 | 0 | 79715.52 | 243258.4914 | 19877.2 | 0 | 635135.6914 | 30062.0129 | 0.7556 | 15221 | 12199.0378 | 3.1047 | 37874.8545 |  |  |  |  | 5646.1185 | 1026.567 | 1283.2088 |  | 3011.2632 | 547.5024 | 684.378 |  | 8657.3817 | 0 | 8657.3817 | 298850.9636 | 0 | 34.5198 | 298850.9636 | 298850.9636 | 0 | 0 | 0 | 298850.9636 | 0 | 0
2009Q2 | 2009 | 2009-04-01 | 2009 | 4 |  | 2009-04-01 | 2009-04-30 | 7.15% | 0.51561 |  |  | 0 | 0 | 0 | 0 | 0 | 0 | 0 | 0 | 0 | 0 | 0 | 0 | 0% | 0% | 0% | 0% | 0% | 0% | 0% | 0% | 0% | 0% | 0% | 0% | 0% | 0% | 0% | 0% | 0% | 0% | 0% | 0% | 0% | 0% | 0% | 0% | 0 | 22 | 4 | 4 | 0 | 30 | 1.5% | 15602.4 | 2836.8 | 2836.8 |  | 1 | 1 | 1 | 1 | 3120.48 | 567.36 | 567.36 |  | 1 | 1 | 1 | 1 | 21276 | 21276 | 4255.2 | 4255.2 | 9.295 | 0 | 0 | 0 | 0 | 0 | 0 | 0 | 0 | 0 | 0 | 0 | 0 | 0 | 0 | 0 | 0 | 0 | 0 | 0% | 0% | 0% | 0% | 0% | 0% | 0% | 0% | 7696.4954 | 0 | 0 | 0 | 0 | 0 | 0 | 0% | 0 | 0 | 0 | 0 | 0 | 0 | 0% | 0% | 0% | 0% | 0% | 0% | 0 | 0 | 0 | 0 | 0 | 0 | 0 | 0 | 0 | 0 | 0 | 0 | 0 | 0 | 0 | 0 | 0 | 0 | 0 | 0 | 0 | 0 | 0 | 0 | 0 | 0 | 0 | 0 | 0 | 0 |  | 0 |  | No | 45 | 9751.5 | 2925.45 | 1773 | 531.9 | 1773 | 531.9 | 0 | 32.9324 | 28.7834 | 569294.0339 | 69.2605 | 33.0559 | 580130.5783 | 1149424.6122 | 9751.5 | 2925.45 | 1773 | 531.9 | 1773 | 531.9 | 0 | 0 | 0 | 0 | 0 | 227204.0065 | 2.4 | 150000 | 0 | 0 | 77204.0065 | 228647.073 | 18504 | 0 | 607151.073 | 29092.2705 | 0.7558 | 14730 | 11805.5205 | 3.1047 | 36653.085 |  |  |  |  | 5646.1185 | 1026.567 | 1026.567 |  | 3011.2632 | 547.5024 | 547.5024 |  | 8657.3817 | 0 | 8657.3817 | 295369.4788 | 0 | 34.1176 | 295369.4788 | 295369.4788 | 0 | 0 | 0 | 295369.4788 | 0 | 0
2009Q2 | 2009 | 2009-05-01 | 2009 | 5 | 2009-05-25 | 2009-05-01 | 2009-05-31 | 7.15% | 0.51254 |  |  | 0 | 0 | 0 | 0 | 0 | 0 | 0 | 0 | 0 | 0 | 0 | 0 | 0% | 0% | 0% | 0% | 0% | 0% | 0% | 0% | 0% | 0% | 0% | 0% | 0% | 0% | 0% | 0% | 0% | 0% | 0% | 0% | 0% | 0% | 0% | 0% | 0 | 20 | 5 | 5 | 1 | 31 | 1.5% | 14184 | 3546 | 4255.2 |  | 1 | 1 | 1 | 1 | 2836.8 | 709.2 | 851.04 |  | 1 | 1 | 1 | 1 | 21985.2 | 21985.2 | 4397.04 | 4397.04 | 9.3771 | 0 | 0 | 0 | 0 | 0 | 0 | 0 | 0 | 0 | 0 | 0 | 0 | 0 | 0 | 0 | 0 | 0 | 0 | 0% | 0% | 0% | 0% | 0% | 0% | 0% | 0% | 7698.5263 | 0 | 0 | 0 | 0 | 0 | 0 | 0% | 0 | 0 | 0 | 0 | 0 | 0 | 0% | 0% | 0% | 0% | 0% | 0% | 0 | 0 | 0 | 0 | 0 | 0 | 0 | 0 | 0 | 0 | 0 | 0 | 0 | 0 | 0 | 0 | 0 | 0 | 0 | 0 | 0 | 0 | 0 | 0 | 0 | 0 | 0 | 0 | 0 | 0 |  | 0 |  | No | 45 | 10638 | 0 | 2659.5 | 0 | 3191.4 | 0 | 0 | 33.7228 | 29.4742 | 556051.3788 | 70.9228 | 33.8492 | 1187247.0955 | 1743298.4743 | 10638 | 0 | 2659.5 | 0 | 3191.4 | 0 | 0 | 0 | 0 | 0 | 0 | 203104.369 | 2.4 | 155000 | 0 | 0 | 48104.369 | 141410.1736 | 19065 | 0 | 532475.1736 | 26035.9731 | 0.756 | 15221 | 9547.0731 | 3.1047 | 29641.1905 |  |  |  |  | 3421.89 | 855.4725 | 1026.567 |  | 2737.512 | 684.378 | 821.2536 |  | 6159.402 | 0 | 6159.402 | 208306.6677 | 0 | 33.8193 | 208306.6677 | 208306.6677 | 0 | 0 | 0 | 208306.6677 | 0 | 0
2009Q2 | 2009 | 2009-06-01 | 2009 | 6 |  | 2009-06-01 | 2009-06-30 | 7.15% | 0.50959 |  |  | 0 | 0 | 0 | 0 | 0 | 0 | 0 | 0 | 0 | 0 | 0 | 0 | 0% | 0% | 0% | 0% | 0% | 0% | 0% | 0% | 0% | 0% | 0% | 0% | 0% | 0% | 0% | 0% | 0% | 0% | 0% | 0% | 0% | 0% | 0% | 0% | 0 | 22 | 4 | 4 | 0 | 30 | 1.5% | 15602.4 | 2836.8 | 2836.8 |  | 1 | 1 | 1 | 1 | 3120.48 | 567.36 | 567.36 |  | 1 | 1 | 1 | 1 | 21276 | 21276 | 4255.2 | 4255.2 | 9.462 | 0 | 0 | 0 | 0 | 0 | 0 | 0 | 0 | 0 | 0 | 0 | 0 | 0 | 0 | 0 | 0 | 0 | 0 | 0% | 0% | 0% | 0% | 0% | 0% | 0% | 0% | 7700.5573 | 0 | 0 | 0 | 0 | 0 | 0 | 0% | 0 | 0 | 0 | 0 | 0 | 0 | 0% | 0% | 0% | 0% | 0% | 0% | 0 | 0 | 0 | 0 | 0 | 0 | 0 | 0 | 0 | 0 | 0 | 0 | 0 | 0 | 0 | 0 | 0 | 0 | 0 | 0 | 0 | 0 | 0 | 0 | 0 | 0 | 0 | 0 | 0 | 0 |  | 0 |  | No | 45 | 11701.8 | 0 | 2127.6 | 0 | 2127.6 | 0 | 0 | 33.7228 | 29.4742 | 538114.2375 | 70.9228 | 33.8492 | 1148948.8021 | 1687063.0397 | 11701.8 | 0 | 2127.6 | 0 | 2127.6 | 0 | 0 | 0 | 0 | 0 | 0 | 196604.468 | 2.4 | 150000 | 0 | 0 | 46604.468 | 138626.5473 | 18678 | 0 | 517304.5473 | 25196.103 | 0.75619 | 14730 | 9239.103 | 3.1047 | 28685.023 |  |  |  |  | 3764.079 | 684.378 | 684.378 |  | 3011.2632 | 547.5024 | 547.5024 |  | 3558.7656 | 0 | 3558.7656 | 121508.2925 | 0 | 34.1434 | 121508.2925 | 121508.2925 | 0 | 0 | 0 | 121508.2925 | 0 | 0
2009Q3 | 2009 | 2009-07-01 | 2009 | 7 | 2009-07-04 | 2009-07-01 | 2009-07-31 | 7.15% | 0.50656 |  |  | 0 | 0 | 0 | 0 | 0 | 0 | 0 | 0 | 0 | 0 | 0 | 0 | 0% | 0% | 0% | 0% | 0% | 0% | 0% | 0% | 0% | 0% | 0% | 0% | 0% | 0% | 0% | 0% | 0% | 0% | 0% | 0% | 0% | 0% | 0% | 0% | 0 | 23 | 3 | 4 | 1 | 31 | 1.5% | 16311.6 | 2127.6 | 3546 |  | 1 | 1 | 1 | 1 | 3262.32 | 425.52 | 709.2 |  | 1 | 1 | 1 | 1 | 21985.2 | 21985.2 | 4397.04 | 4397.04 | 9.5441 | 0 | 0 | 0 | 0 | 0 | 0 | 0 | 0 | 0 | 0 | 0 | 0 | 0 | 0 | 0 | 0 | 0 | 0 | 0% | 0% | 0% | 0% | 0% | 0% | 0% | 0% | 7702.5882 | 0 | 0 | 0 | 0 | 0 | 0 | 0% | 0 | 0 | 0 | 0 | 0 | 0 | 0% | 0% | 0% | 0% | 0% | 0% | 0 | 0 | 0 | 0 | 0 | 0 | 0 | 0 | 0 | 0 | 0 | 0 | 0 | 0 | 0 | 0 | 0 | 0 | 0 | 0 | 0 | 0 | 0 | 0 | 0 | 0 | 0 | 0 | 0 | 0 |  | 0 |  | No | 45 | 12233.7 | 0 | 1595.7 | 0 | 2659.5 | 0 | 0 | 33.7228 | 29.4742 | 556051.3788 | 70.9228 | 33.8492 | 1187247.0955 | 1743298.4743 | 12233.7 | 0 | 1595.7 | 0 | 2659.5 | 0 | 0 | 0 | 0 | 0 | 0 | 203211.5316 | 2.4 | 155000 | 0 | 0 | 48211.5316 | 147252.6939 | 19375 | 0 | 538627.6939 | 26035.9731 | 0.75639 | 15221 | 9547.0731 | 3.1047 | 29641.1905 |  |  |  |  | 3935.1735 | 513.2835 | 855.4725 |  | 3148.1388 | 410.6268 | 684.378 |  | 9547.0731 | 0 | 9547.0731 | 419278.3994 | 0 | 43.917 | 419278.3994 | 419278.3994 | 0 | 0 | 0 | 419278.3994 | 0 | 0
2009Q3 | 2009 | 2009-08-01 | 2009 | 8 |  | 2009-08-01 | 2009-08-31 | 7.15% | 0.50355 |  |  | 0 | 0 | 0 | 0 | 0 | 0 | 0 | 0 | 0 | 0 | 0 | 0 | 0% | 0% | 0% | 0% | 0% | 0% | 0% | 0% | 0% | 0% | 0% | 0% | 0% | 0% | 0% | 0% | 0% | 0% | 0% | 0% | 0% | 0% | 0% | 0% | 0 | 21 | 5 | 5 | 0 | 31 | 1.5% | 14893.2 | 3546 | 3546 |  | 1 | 1 | 1 | 1 | 2978.64 | 709.2 | 709.2 |  | 1 | 1 | 1 | 1 | 21985.2 | 21985.2 | 4397.04 | 4397.04 | 9.629 | 0 | 0 | 0 | 0 | 0 | 0 | 0 | 0 | 0 | 0 | 0 | 0 | 0 | 0 | 0 | 0 | 0 | 0 | 0% | 0% | 0% | 0% | 0% | 0% | 0% | 0% | 7704.6192 | 0 | 0 | 0 | 0 | 0 | 0 | 0% | 0 | 0 | 0 | 0 | 0 | 0 | 0% | 0% | 0% | 0% | 0% | 0% | 0 | 0 | 0 | 0 | 0 | 0 | 0 | 0 | 0 | 0 | 0 | 0 | 0 | 0 | 0 | 0 | 0 | 0 | 0 | 0 | 0 | 0 | 0 | 0 | 0 | 0 | 0 | 0 | 0 | 0 |  | 0 |  | No | 45 | 11169.9 | 0 | 2659.5 | 0 | 2659.5 | 0 | 0 | 33.7228 | 29.4742 | 556051.3788 | 70.9228 | 33.8492 | 1187247.0955 | 1743298.4743 | 11169.9 | 0 | 2659.5 | 0 | 2659.5 | 0 | 0 | 0 | 0 | 0 | 0 | 203265.1128 | 2.4 | 155000 | 0 | 0 | 48265.1128 | 152884.3695 | 19505.2 | 0 | 544389.5695 | 26035.9731 | 0.75659 | 15221 | 9547.0731 | 3.1047 | 29641.1905 |  |  |  |  | 3592.9845 | 855.4725 | 855.4725 |  | 2874.3876 | 684.378 | 684.378 |  | 9547.0731 | 0 | 9547.0731 | 669770.6512 | 0 | 70.1546 | 669770.6512 | 669770.6512 | 0 | 0 | 0 | 669770.6512 | 0 | 0
2009Q3 | 2009 | 2009-09-01 | 2009 | 9 | 2009-09-07 | 2009-09-01 | 2009-09-30 | 7.15% | 0.50065 |  |  | 0 | 0 | 0 | 0 | 0 | 0 | 0 | 0 | 0 | 0 | 0 | 0 | 0% | 0% | 0% | 0% | 0% | 0% | 0% | 0% | 0% | 0% | 0% | 0% | 0% | 0% | 0% | 0% | 0% | 0% | 0% | 0% | 0% | 0% | 0% | 0% | 0 | 21 | 4 | 4 | 1 | 30 | 1.5% | 14893.2 | 2836.8 | 3546 |  | 1 | 1 | 1 | 1 | 2978.64 | 567.36 | 709.2 |  | 1 | 1 | 1 | 1 | 21276 | 21276 | 4255.2 | 4255.2 | 9.7139 | 0 | 0 | 0 | 0 | 0 | 0 | 0 | 0 | 0 | 0 | 0 | 0 | 0 | 0 | 0 | 0 | 0 | 0 | 0% | 0% | 0% | 0% | 0% | 0% | 0% | 0% | 7706.6502 | 0 | 0 | 0 | 0 | 0 | 0 | 0% | 0 | 0 | 0 | 0 | 0 | 0 | 0% | 0% | 0% | 0% | 0% | 0% | 0 | 0 | 0 | 0 | 0 | 0 | 0 | 0 | 0 | 0 | 0 | 0 | 0 | 0 | 0 | 0 | 0 | 0 | 0 | 0 | 0 | 0 | 0 | 0 | 0 | 0 | 0 | 0 | 0 | 0 |  | 0 |  | No | 45 | 11169.9 | 0 | 2127.6 | 0 | 2659.5 | 0 | 0 | 33.7228 | 29.4742 | 538114.2375 | 70.9228 | 33.8492 | 1148948.8021 | 1687063.0397 | 11169.9 | 0 | 2127.6 | 0 | 2659.5 | 0 | 0 | 0 | 0 | 0 | 0 | 196760.0266 | 2.4 | 150000 | 0 | 0 | 46760.0266 | 154424.0682 | 19020 | 0 | 533444.0682 | 25196.103 | 0.75679 | 14730 | 9239.103 | 3.1047 | 28685.023 |  |  |  |  | 3592.9845 | 684.378 | 855.4725 |  | 2874.3876 | 547.5024 | 684.378 |  | 9239.103 | 0 | 9239.103 | 442720.0869 | 0 | 47.9181 | 442720.0869 | 442720.0869 | 0 | 0 | 0 | 442720.0869 | 0 | 0
2009Q4 | 2009 | 2009-10-01 | 2009 | 10 |  | 2009-10-01 | 2009-10-31 | 7.15% | 0.49768 |  |  | 0 | 0 | 0 | 0 | 0 | 0 | 0 | 0 | 0 | 0 | 0 | 0 | 0% | 0% | 0% | 0% | 0% | 0% | 0% | 0% | 0% | 0% | 0% | 0% | 0% | 0% | 0% | 0% | 0% | 0% | 0% | 0% | 0% | 0% | 0% | 0% | 0 | 22 | 5 | 4 | 0 | 31 | 1.5% | 15602.4 | 3546 | 2836.8 |  | 1 | 1 | 1 | 1 | 3120.48 | 709.2 | 567.36 |  | 1 | 1 | 1 | 1 | 21985.2 | 21985.2 | 4397.04 | 4397.04 | 9.796 | 0 | 0 | 0 | 0 | 0 | 0 | 0 | 0 | 0 | 0 | 0 | 0 | 0 | 0 | 0 | 0 | 0 | 0 | 0% | 0% | 0% | 0% | 0% | 0% | 0% | 0% | 7708.6811 | 0 | 0 | 0 | 0 | 0 | 0 | 0% | 0 | 0 | 0 | 0 | 0 | 0 | 0% | 0% | 0% | 0% | 0% | 0% | 0 | 0 | 0 | 0 | 0 | 0 | 0 | 0 | 0 | 0 | 0 | 0 | 0 | 0 | 0 | 0 | 0 | 0 | 0 | 0 | 0 | 0 | 0 | 0 | 0 | 0 | 0 | 0 | 0 | 0 |  | 0 |  | No | 45 | 9751.5 | 2925.45 | 2216.25 | 664.875 | 1773 | 531.9 | 0 | 33.7228 | 29.4742 | 602388.9937 | 70.9228 | 33.8492 | 613855.5026 | 1216244.4963 | 9751.5 | 2925.45 | 2216.25 | 664.875 | 1773 | 531.9 | 0 | 0 | 0 | 0 | 0 | 235149.1934 | 2.4 | 155000 | 0 | 0 | 80149.1934 | 276268.286 | 19709.8 | 0 | 667978.086 | 30062.0129 | 0.75699 | 15221 | 12199.0378 | 3.1047 | 37874.8545 |  |  |  |  | 5646.1185 | 1283.2088 | 1026.567 |  | 3011.2632 | 684.378 | 547.5024 |  | 10624.9685 | 0 | 10624.9685 | 468254.4829 | 0 | 44.0711 | 468254.4829 | 468254.4829 | 0 | 0 | 0 | 468254.4829 | 0 | 0
2009Q4 | 2009 | 2009-11-01 | 2009 | 11 | 2009-11-26 | 2009-11-01 | 2009-11-30 | 7.15% | 0.49481 |  |  | 0 | 0 | 0 | 0 | 0 | 0 | 0 | 0 | 0 | 0 | 0 | 0 | 0% | 0% | 0% | 0% | 0% | 0% | 0% | 0% | 0% | 0% | 0% | 0% | 0% | 0% | 0% | 0% | 0% | 0% | 0% | 0% | 0% | 0% | 0% | 0% | 0 | 20 | 4 | 5 | 1 | 30 | 1.5% | 14184 | 2836.8 | 4255.2 |  | 1 | 1 | 1 | 1 | 2836.8 | 567.36 | 851.04 |  | 1 | 1 | 1 | 1 | 21276 | 21276 | 4255.2 | 4255.2 | 9.8809 | 0 | 0 | 0 | 0 | 0 | 0 | 0 | 0 | 0 | 0 | 0 | 0 | 0 | 0 | 0 | 0 | 0 | 0 | 0% | 0% | 0% | 0% | 0% | 0% | 0% | 0% | 7710.7121 | 0 | 0 | 0 | 0 | 0 | 0 | 0% | 0 | 0 | 0 | 0 | 0 | 0 | 0% | 0% | 0% | 0% | 0% | 0% | 0 | 0 | 0 | 0 | 0 | 0 | 0 | 0 | 0 | 0 | 0 | 0 | 0 | 0 | 0 | 0 | 0 | 0 | 0 | 0 | 0 | 0 | 0 | 0 | 0 | 0 | 0 | 0 | 0 | 0 |  | 0 |  | No | 45 | 8865 | 2659.5 | 1773 | 531.9 | 2659.5 | 797.85 | 0 | 33.7228 | 29.4742 | 582957.0907 | 70.9228 | 33.8492 | 594053.7122 | 1177010.8029 | 8865 | 2659.5 | 1773 | 531.9 | 2659.5 | 797.85 | 0 | 0 | 0 | 0 | 0 | 227623.6904 | 2.4 | 150000 | 0 | 0 | 77623.6904 | 278619.5688 | 19458 | 0 | 658077.5688 | 29092.2705 | 0.75719 | 14730 | 11805.5205 | 3.1047 | 36653.085 |  |  |  |  | 5132.835 | 1026.567 | 1539.8505 |  | 2737.512 | 547.5024 | 821.2536 |  | 7870.347 | 0 | 7870.347 | 391616.6583 | 0 | 49.7585 | 391616.6583 | 391616.6583 | 0 | 0 | 0 | 391616.6583 | 0 | 0
2009Q4 | 2009 | 2009-12-01 | 2009 | 12 | 2009-12-25 | 2009-12-01 | 2009-12-31 | 7.15% | 0.49187 |  |  | 0 | 0 | 0 | 0 | 0 | 0 | 0 | 0 | 0 | 0 | 0 | 0 | 0% | 0% | 0% | 0% | 0% | 0% | 0% | 0% | 0% | 0% | 0% | 0% | 0% | 0% | 0% | 0% | 0% | 0% | 0% | 0% | 0% | 0% | 0% | 0% | 0 | 22 | 4 | 4 | 1 | 31 | 1.5% | 15602.4 | 2836.8 | 3546 |  | 1 | 1 | 1 | 1 | 3120.48 | 567.36 | 709.2 |  | 1 | 1 | 1 | 1 | 21985.2 | 21985.2 | 4397.04 | 4397.04 | 9.963 | 0 | 0 | 0 | 0 | 0 | 0 | 0 | 0 | 0 | 0 | 0 | 0 | 0 | 0 | 0 | 0 | 0 | 0 | 0% | 0% | 0% | 0% | 0% | 0% | 0% | 0% | 7712.743 | 0 | 0 | 0 | 0 | 0 | 0 | 0% | 0 | 0 | 0 | 0 | 0 | 0 | 0% | 0% | 0% | 0% | 0% | 0% | 0 | 0 | 0 | 0 | 0 | 0 | 0 | 0 | 0 | 0 | 0 | 0 | 0 | 0 | 0 | 0 | 0 | 0 | 0 | 0 | 0 | 0 | 0 | 0 | 0 | 0 | 0 | 0 | 0 | 0 |  | 0 |  | No | 45 | 9751.5 | 2925.45 | 1773 | 531.9 | 2216.25 | 664.875 | 0 | 33.7228 | 29.4742 | 602388.9937 | 70.9228 | 33.8492 | 613855.5026 | 1216244.4963 | 9751.5 | 2925.45 | 1773 | 531.9 | 2216.25 | 664.875 | 0 | 0 | 0 | 0 | 0 | 235273.1001 | 2.4 | 155000 | 0 | 0 | 80273.1001 | 300206.9766 | 20559.2 | 0 | 692766.1766 | 30062.0129 | 0.75739 | 15221 | 12199.0378 | 3.1047 | 37874.8545 |  |  |  |  | 5646.1185 | 1026.567 | 1283.2088 |  | 3011.2632 | 547.5024 | 684.378 |  | 8657.3817 | 0 | 8657.3817 | 397633.156 | 0 | 45.93 | 397633.156 | 397633.156 | 0 | 0 | 0 | 397633.156 | 0 | 0
2010Q1 | 2010 | 2010-01-01 | 2010 | 1 | 2010-01-01 | 2010-01-01 | 2010-01-31 | 7.15% | 0.48895 |  |  | 0 | 0 | 0 | 0 | 0 | 0 | 0 | 0 | 0 | 0 | 0 | 0 | 0% | 0% | 0% | 0% | 0% | 0% | 0% | 0% | 0% | 0% | 0% | 0% | 0% | 0% | 0% | 0% | 0% | 0% | 0% | 0% | 0% | 0% | 0% | 0% | 0 | 20 | 5 | 5 | 1 | 31 | 1.5% | 14184 | 3546 | 4255.2 |  | 1 | 1 | 1 | 1 | 2836.8 | 709.2 | 851.04 |  | 1 | 1 | 1 | 1 | 21985.2 | 21985.2 | 4397.04 | 4397.04 | 10.0479 | 0 | 0 | 0 | 0 | 0 | 0 | 0 | 0 | 0 | 0 | 0 | 0 | 0 | 0 | 0 | 0 | 0 | 0 | 0% | 0% | 0% | 0% | 0% | 0% | 0% | 0% | 7714.774 | 0 | 0 | 0 | 0 | 0 | 0 | 0% | 0 | 0 | 0 | 0 | 0 | 0 | 0% | 0% | 0% | 0% | 0% | 0% | 0 | 0 | 0 | 0 | 0 | 0 | 0 | 0 | 0 | 0 | 0 | 0 | 0 | 0 | 0 | 0 | 0 | 0 | 0 | 0 | 0 | 0 | 0 | 0 | 0 | 0 | 0 | 0 | 0 | 0 |  | 0 |  | No | 45 | 8865 | 2659.5 | 2216.25 | 664.875 | 2659.5 | 797.85 | 0 | 33.7228 | 29.4742 | 602388.9937 | 70.9228 | 33.8492 | 613855.5026 | 1216244.4963 | 8865 | 2659.5 | 2216.25 | 664.875 | 2659.5 | 797.85 | 0 | 0 | 0 | 0 | 0 | 235335.0535 | 2.4 | 155000 | 0 | 0 | 80335.0535 | 287122.8752 | 21644.2 | 0 | 680767.0752 | 30062.0128 | 0.75759 | 15221 | 12199.0379 | 3.1979 | 39011.1001 |  |  |  |  | 5132.835 | 1283.2088 | 1539.8505 |  | 2737.512 | 684.378 | 821.2536 |  | 7870.347 | 0 | 7870.347 | 340024.6711 | 0 | 43.2033 | 340024.6711 | 340024.6711 | 0 | 0 | 0 | 340024.6711 | 0 | 0
2010Q1 | 2010 | 2010-02-01 | 2010 | 2 |  | 2010-02-01 | 2010-02-28 | 7.15% | 0.48632 |  |  | 0 | 0 | 0 | 0 | 0 | 0 | 0 | 0 | 0 | 0 | 0 | 0 | 0% | 0% | 0% | 0% | 0% | 0% | 0% | 0% | 0% | 0% | 0% | 0% | 0% | 0% | 0% | 0% | 0% | 0% | 0% | 0% | 0% | 0% | 0% | 0% | 0 | 20 | 4 | 4 | 0 | 28 | 1.5% | 14184 | 2836.8 | 2836.8 |  | 1 | 1 | 1 | 1 | 2836.8 | 567.36 | 567.36 |  | 1 | 1 | 1 | 1 | 19857.6 | 19857.6 | 3971.52 | 3971.52 | 10.1328 | 0 | 0 | 0 | 0 | 0 | 0 | 0 | 0 | 0 | 0 | 0 | 0 | 0 | 0 | 0 | 0 | 0 | 0 | 0% | 0% | 0% | 0% | 0% | 0% | 0% | 0% | 7716.805 | 0 | 0 | 0 | 0 | 0 | 0 | 0% | 0 | 0 | 0 | 0 | 0 | 0 | 0% | 0% | 0% | 0% | 0% | 0% | 0 | 0 | 0 | 0 | 0 | 0 | 0 | 0 | 0 | 0 | 0 | 0 | 0 | 0 | 0 | 0 | 0 | 0 | 0 | 0 | 0 | 0 | 0 | 0 | 0 | 0 | 0 | 0 | 0 | 0 |  | 0 |  | No | 45 | 8865 | 2659.5 | 1773 | 531.9 | 1773 | 531.9 | 0 | 33.7228 | 29.4742 | 544093.2846 | 70.9228 | 33.8492 | 554450.1314 | 1098543.416 | 8865 | 2659.5 | 1773 | 531.9 | 1773 | 531.9 | 0 | 0 | 0 | 0 | 0 | 212616.6513 | 2.4 | 140000 | 0 | 0 | 72616.6513 | 240001.6308 | 18978.4 | 0 | 594980.0308 | 27152.7858 | 0.75779 | 13748 | 11018.4858 | 3.1979 | 35235.8324 |  |  |  |  | 5132.835 | 1026.567 | 1026.567 |  | 2737.512 | 547.5024 | 547.5024 |  | 7870.347 | 0 | 7870.347 | 300294.7401 | 0 | 38.1552 | 300294.7401 | 300294.7401 | 0 | 0 | 0 | 300294.7401 | 0 | 0
2010Q1 | 2010 | 2010-03-01 | 2010 | 3 |  | 2010-03-01 | 2010-03-31 | 7.15% | 0.48343 |  |  | 0 | 0 | 0 | 0 | 0 | 0 | 0 | 0 | 0 | 0 | 0 | 0 | 0% | 0% | 0% | 0% | 0% | 0% | 0% | 0% | 0% | 0% | 0% | 0% | 0% | 0% | 0% | 0% | 0% | 0% | 0% | 0% | 0% | 0% | 0% | 0% | 0 | 23 | 4 | 4 | 0 | 31 | 1.5% | 16311.6 | 2836.8 | 2836.8 |  | 1 | 1 | 1 | 1 | 3262.32 | 567.36 | 567.36 |  | 1 | 1 | 1 | 1 | 21985.2 | 21985.2 | 4397.04 | 4397.04 | 10.2094 | 0 | 0 | 0 | 0 | 0 | 0 | 0 | 0 | 0 | 0 | 0 | 0 | 0 | 0 | 0 | 0 | 0 | 0 | 0% | 0% | 0% | 0% | 0% | 0% | 0% | 0% | 7718.8359 | 0 | 0 | 0 | 0 | 0 | 0 | 0% | 0 | 0 | 0 | 0 | 0 | 0 | 0% | 0% | 0% | 0% | 0% | 0% | 0 | 0 | 0 | 0 | 0 | 0 | 0 | 0 | 0 | 0 | 0 | 0 | 0 | 0 | 0 | 0 | 0 | 0 | 0 | 0 | 0 | 0 | 0 | 0 | 0 | 0 | 0 | 0 | 0 | 0 |  | 0 |  | No | 45 | 10194.75 | 3058.425 | 1773 | 531.9 | 1773 | 531.9 | 0 | 33.7228 | 29.4742 | 602388.9937 | 70.9228 | 33.8492 | 613855.5026 | 1216244.4963 | 10194.75 | 3058.425 | 1773 | 531.9 | 1773 | 531.9 | 0 | 0 | 0 | 0 | 0 | 235458.9602 | 2.4 | 155000 | 0 | 0 | 80458.9602 | 251870.3395 | 20274 | 0 | 644144.3395 | 30062.0128 | 0.75799 | 15221 | 12199.0378 | 3.1979 | 39011.1001 |  |  |  |  | 5902.7603 | 1026.567 | 1026.567 |  | 3148.1388 | 547.5024 | 547.5024 |  | 9050.899 | 0 | 9050.899 | 322452.6087 | 0 | 35.6266 | 322452.6087 | 322452.6087 | 0 | 0 | 0 | 322452.6087 | 0 | 0
2010Q2 | 2010 | 2010-04-01 | 2010 | 4 |  | 2010-04-01 | 2010-04-30 | 7.15% | 0.48065 |  |  | 0 | 0 | 0 | 0 | 0 | 0 | 0 | 0 | 0 | 0 | 0 | 0 | 0% | 0% | 0% | 0% | 0% | 0% | 0% | 0% | 0% | 0% | 0% | 0% | 0% | 0% | 0% | 0% | 0% | 0% | 0% | 0% | 0% | 0% | 0% | 0% | 0 | 22 | 4 | 4 | 0 | 30 | 1.5% | 15602.4 | 2836.8 | 2836.8 |  | 1 | 1 | 1 | 1 | 3120.48 | 567.36 | 567.36 |  | 1 | 1 | 1 | 1 | 21276 | 21276 | 4255.2 | 4255.2 | 10.2943 | 0 | 0 | 0 | 0 | 0 | 0 | 0 | 0 | 0 | 0 | 0 | 0 | 0 | 0 | 0 | 0 | 0 | 0 | 0% | 0% | 0% | 0% | 0% | 0% | 0% | 0% | 7720.8669 | 0 | 0 | 0 | 0 | 0 | 0 | 0% | 0 | 0 | 0 | 0 | 0 | 0 | 0% | 0% | 0% | 0% | 0% | 0% | 0 | 0 | 0 | 0 | 0 | 0 | 0 | 0 | 0 | 0 | 0 | 0 | 0 | 0 | 0 | 0 | 0 | 0 | 0 | 0 | 0 | 0 | 0 | 0 | 0 | 0 | 0 | 0 | 0 | 0 |  | 0 |  | No | 45 | 9751.5 | 2925.45 | 1773 | 531.9 | 1773 | 531.9 | 0 | 33.7228 | 29.4742 | 582957.0907 | 70.9228 | 33.8492 | 594053.7122 | 1177010.8029 | 9751.5 | 2925.45 | 1773 | 531.9 | 1773 | 531.9 | 0 | 0 | 0 | 0 | 0 | 227923.4647 | 2.4 | 150000 | 0 | 0 | 77923.4647 | 236736.8016 | 18906 | 0 | 615642.8016 | 29092.2705 | 0.75819 | 14730 | 11805.5205 | 3.1979 | 37752.6775 |  |  |  |  | 5646.1185 | 1026.567 | 1026.567 |  | 3011.2632 | 547.5024 | 547.5024 |  | 8657.3817 | 0 | 8657.3817 | 298858.8496 | 0 | 34.5207 | 298858.8496 | 298858.8496 | 0 | 0 | 0 | 298858.8496 | 0 | 0
2010Q2 | 2010 | 2010-05-01 | 2010 | 5 | 2010-05-31 | 2010-05-01 | 2010-05-31 | 7.15% | 0.47779 |  |  | 0 | 0 | 0 | 0 | 0 | 0 | 0 | 0 | 0 | 0 | 0 | 0 | 0% | 0% | 0% | 0% | 0% | 0% | 0% | 0% | 0% | 0% | 0% | 0% | 0% | 0% | 0% | 0% | 0% | 0% | 0% | 0% | 0% | 0% | 0% | 0% | 0 | 20 | 5 | 5 | 1 | 31 | 1.5% | 14184 | 3546 | 4255.2 |  | 1 | 1 | 1 | 1 | 2836.8 | 709.2 | 851.04 |  | 1 | 1 | 1 | 1 | 21985.2 | 21985.2 | 4397.04 | 4397.04 | 10.3765 | 0 | 0 | 0 | 0 | 0 | 0 | 0 | 0 | 0 | 0 | 0 | 0 | 0 | 0 | 0 | 0 | 0 | 0 | 0% | 0% | 0% | 0% | 0% | 0% | 0% | 0% | 7722.8978 | 0 | 0 | 0 | 0 | 0 | 0 | 0% | 0 | 0 | 0 | 0 | 0 | 0 | 0% | 0% | 0% | 0% | 0% | 0% | 0 | 0 | 0 | 0 | 0 | 0 | 0 | 0 | 0 | 0 | 0 | 0 | 0 | 0 | 0 | 0 | 0 | 0 | 0 | 0 | 0 | 0 | 0 | 0 | 0 | 0 | 0 | 0 | 0 | 0 |  | 0 |  | No | 45 | 10638 | 0 | 2659.5 | 0 | 3191.4 | 0 | 0 | 34.5321 | 30.1816 | 569396.6119 | 72.6249 | 34.6616 | 1215741.0258 | 1785137.6377 | 10638 | 0 | 2659.5 | 0 | 3191.4 | 0 | 0 | 0 | 0 | 0 | 0 | 203747.3443 | 2.9634 | 0 | 0 | 0 | 203747.3443 | 614410.0944 | 4593.3459 | 0 | 619003.4403 | 26035.9731 | 0.51743 | 0 | 9547.0731 | 3.1979 | 30530.4262 |  |  |  |  | 3421.89 | 855.4725 | 1026.567 |  | 2737.512 | 684.378 | 821.2536 |  | 6159.402 | 0 | 6159.402 | 213156.3951 | 0 | 34.6067 | 213156.3951 | 213156.3951 | 0 | 0 | 0 | 213156.3951 | 0 | 0
2010Q2 | 2010 | 2010-06-01 | 2010 | 6 |  | 2010-06-01 | 2010-06-30 | 7.15% | 0.47504 |  |  | 0 | 0 | 0 | 0 | 0 | 0 | 0 | 0 | 0 | 0 | 0 | 0 | 0% | 0% | 0% | 0% | 0% | 0% | 0% | 0% | 0% | 0% | 0% | 0% | 0% | 0% | 0% | 0% | 0% | 0% | 0% | 0% | 0% | 0% | 0% | 0% | 0 | 22 | 4 | 4 | 0 | 30 | 1.5% | 15602.4 | 2836.8 | 2836.8 |  | 1 | 1 | 1 | 1 | 3120.48 | 567.36 | 567.36 |  | 1 | 1 | 1 | 1 | 21276 | 21276 | 4255.2 | 4255.2 | 10.4613 | 0 | 0 | 0 | 0 | 0 | 0 | 0 | 0 | 0 | 0 | 0 | 0 | 0 | 0 | 0 | 0 | 0 | 0 | 0% | 0% | 0% | 0% | 0% | 0% | 0% | 0% | 7724.9288 | 0 | 0 | 0 | 0 | 0 | 0 | 0% | 0 | 0 | 0 | 0 | 0 | 0 | 0% | 0% | 0% | 0% | 0% | 0% | 0 | 0 | 0 | 0 | 0 | 0 | 0 | 0 | 0 | 0 | 0 | 0 | 0 | 0 | 0 | 0 | 0 | 0 | 0 | 0 | 0 | 0 | 0 | 0 | 0 | 0 | 0 | 0 | 0 | 0 |  | 0 |  | No | 45 | 11701.8 | 0 | 2127.6 | 0 | 2127.6 | 0 | 0 | 34.5321 | 30.1816 | 551028.9792 | 72.6249 | 34.6616 | 1176523.5734 | 1727552.5526 | 11701.8 | 0 | 2127.6 | 0 | 2127.6 | 0 | 0 | 0 | 0 | 0 | 0 | 197226.7022 | 2.9992 | 0 | 0 | 0 | 197226.7022 | 601806.8542 | 4498.8686 | 0 | 606305.7228 | 25196.103 | 0.51757 | 0 | 9239.103 | 3.1979 | 29545.5737 |  |  |  |  | 3764.079 | 684.378 | 684.378 |  | 3011.2632 | 547.5024 | 547.5024 |  | 7322.8446 | 0 | 7322.8446 | 260241.2938 | 0 | 35.5383 | 260241.2938 | 260241.2938 | 0 | 0 | 0 | 260241.2938 | 0 | 0
2010Q3 | 2010 | 2010-07-01 | 2010 | 7 | 2010-07-05 | 2010-07-01 | 2010-07-31 | 7.15% | 0.47222 |  |  | 0 | 0 | 0 | 0 | 0 | 0 | 0 | 0 | 0 | 0 | 0 | 0 | 0% | 0% | 0% | 0% | 0% | 0% | 0% | 0% | 0% | 0% | 0% | 0% | 0% | 0% | 0% | 0% | 0% | 0% | 0% | 0% | 0% | 0% | 0% | 0% | 0 | 21 | 5 | 4 | 1 | 31 | 1.5% | 14893.2 | 3546 | 3546 |  | 1 | 1 | 1 | 1 | 2978.64 | 709.2 | 709.2 |  | 1 | 1 | 1 | 1 | 21985.2 | 21985.2 | 4397.04 | 4397.04 | 10.5435 | 0 | 0 | 0 | 0 | 0 | 0 | 0 | 0 | 0 | 0 | 0 | 0 | 0 | 0 | 0 | 0 | 0 | 0 | 0% | 0% | 0% | 0% | 0% | 0% | 0% | 0% | 7726.9598 | 0 | 0 | 0 | 0 | 0 | 0 | 0% | 0 | 0 | 0 | 0 | 0 | 0 | 0% | 0% | 0% | 0% | 0% | 0% | 0 | 0 | 0 | 0 | 0 | 0 | 0 | 0 | 0 | 0 | 0 | 0 | 0 | 0 | 0 | 0 | 0 | 0 | 0 | 0 | 0 | 0 | 0 | 0 | 0 | 0 | 0 | 0 | 0 | 0 |  | 0 |  | No | 45 | 11169.9 | 0 | 2659.5 | 0 | 2659.5 | 0 | 0 | 34.5321 | 30.1816 | 569396.6119 | 72.6249 | 34.6616 | 1215741.0258 | 1785137.6377 | 11169.9 | 0 | 2659.5 | 0 | 2659.5 | 0 | 0 | 0 | 0 | 0 | 0 | 203854.5069 | 3.0811 | 0 | 0 | 0 | 203854.5069 | 638719.6737 | 4775.7258 | 0 | 643495.3995 | 26035.9731 | 0.51771 | 0 | 9547.0731 | 3.1979 | 30530.4262 |  |  |  |  | 3592.9845 | 855.4725 | 855.4725 |  | 2874.3876 | 684.378 | 684.378 |  | 9547.0731 | 0 | 9547.0731 | 435322.0541 | 0 | 45.5974 | 435322.0541 | 435322.0541 | 0 | 0 | 0 | 435322.0541 | 0 | 0
2010Q3 | 2010 | 2010-08-01 | 2010 | 8 |  | 2010-08-01 | 2010-08-31 | 7.15% | 0.46941 |  |  | 0 | 0 | 0 | 0 | 0 | 0 | 0 | 0 | 0 | 0 | 0 | 0 | 0% | 0% | 0% | 0% | 0% | 0% | 0% | 0% | 0% | 0% | 0% | 0% | 0% | 0% | 0% | 0% | 0% | 0% | 0% | 0% | 0% | 0% | 0% | 0% | 0 | 22 | 4 | 5 | 0 | 31 | 1.5% | 15602.4 | 2836.8 | 3546 |  | 1 | 1 | 1 | 1 | 3120.48 | 567.36 | 709.2 |  | 1 | 1 | 1 | 1 | 21985.2 | 21985.2 | 4397.04 | 4397.04 | 10.6283 | 0 | 0 | 0 | 0 | 0 | 0 | 0 | 0 | 0 | 0 | 0 | 0 | 0 | 0 | 0 | 0 | 0 | 0 | 0% | 0% | 0% | 0% | 0% | 0% | 0% | 0% | 7728.9907 | 0 | 0 | 0 | 0 | 0 | 0 | 0% | 0 | 0 | 0 | 0 | 0 | 0 | 0% | 0% | 0% | 0% | 0% | 0% | 0 | 0 | 0 | 0 | 0 | 0 | 0 | 0 | 0 | 0 | 0 | 0 | 0 | 0 | 0 | 0 | 0 | 0 | 0 | 0 | 0 | 0 | 0 | 0 | 0 | 0 | 0 | 0 | 0 | 0 |  | 0 |  | No | 45 | 11701.8 | 0 | 2127.6 | 0 | 2659.5 | 0 | 0 | 34.5321 | 30.1816 | 569396.6119 | 72.6249 | 34.6616 | 1215741.0258 | 1785137.6377 | 11701.8 | 0 | 2127.6 | 0 | 2659.5 | 0 | 0 | 0 | 0 | 0 | 0 | 203908.0881 | 3.1974 | 0 | 0 | 0 | 203908.0881 | 662595.7676 | 4955.9429 | 0 | 667551.7105 | 26035.9731 | 0.51784 | 0 | 9547.0731 | 3.1979 | 30530.4262 |  |  |  |  | 3764.079 | 684.378 | 855.4725 |  | 3011.2632 | 547.5024 | 684.378 |  | 9547.0731 | 0 | 9547.0731 | 609294.8963 | 0 | 63.8201 | 609294.8963 | 609294.8963 | 0 | 0 | 0 | 609294.8963 | 0 | 0
2010Q3 | 2010 | 2010-09-01 | 2010 | 9 | 2010-09-06 | 2010-09-01 | 2010-09-30 | 7.15% | 0.46671 |  |  | 0 | 0 | 0 | 0 | 0 | 0 | 0 | 0 | 0 | 0 | 0 | 0 | 0% | 0% | 0% | 0% | 0% | 0% | 0% | 0% | 0% | 0% | 0% | 0% | 0% | 0% | 0% | 0% | 0% | 0% | 0% | 0% | 0% | 0% | 0% | 0% | 0 | 21 | 4 | 4 | 1 | 30 | 1.5% | 14893.2 | 2836.8 | 3546 |  | 1 | 1 | 1 | 1 | 2978.64 | 567.36 | 709.2 |  | 1 | 1 | 1 | 1 | 21276 | 21276 | 4255.2 | 4255.2 | 10.7132 | 0 | 0 | 0 | 0 | 0 | 0 | 0 | 0 | 0 | 0 | 0 | 0 | 0 | 0 | 0 | 0 | 0 | 0 | 0% | 0% | 0% | 0% | 0% | 0% | 0% | 0% | 7731.0217 | 0 | 0 | 0 | 0 | 0 | 0 | 0% | 0 | 0 | 0 | 0 | 0 | 0 | 0% | 0% | 0% | 0% | 0% | 0% | 0 | 0 | 0 | 0 | 0 | 0 | 0 | 0 | 0 | 0 | 0 | 0 | 0 | 0 | 0 | 0 | 0 | 0 | 0 | 0 | 0 | 0 | 0 | 0 | 0 | 0 | 0 | 0 | 0 | 0 |  | 0 |  | No | 45 | 11169.9 | 0 | 2127.6 | 0 | 2659.5 | 0 | 0 | 34.5321 | 30.1816 | 551028.9792 | 72.6249 | 34.6616 | 1176523.5734 | 1727552.5526 | 11169.9 | 0 | 2127.6 | 0 | 2659.5 | 0 | 0 | 0 | 0 | 0 | 0 | 197382.2607 | 3.3358 | 0 | 0 | 0 | 197382.2607 | 668713.789 | 5003.7185 | 0 | 673717.5074 | 25196.103 | 0.51798 | 0 | 9239.103 | 3.1979 | 29545.5737 |  |  |  |  | 3592.9845 | 684.378 | 855.4725 |  | 2874.3876 | 547.5024 | 684.378 |  | 8383.6305 | 0 | 8383.6305 | 441380.9549 | 0 | 52.6479 | 441380.9549 | 441380.9549 | 0 | 0 | 0 | 441380.9549 | 0 | 0
2010Q4 | 2010 | 2010-10-01 | 2010 | 10 |  | 2010-10-01 | 2010-10-31 | 7.15% | 0.46394 |  |  | 0 | 0 | 0 | 0 | 0 | 0 | 0 | 0 | 0 | 0 | 0 | 0 | 0% | 0% | 0% | 0% | 0% | 0% | 0% | 0% | 0% | 0% | 0% | 0% | 0% | 0% | 0% | 0% | 0% | 0% | 0% | 0% | 0% | 0% | 0% | 0% | 0 | 21 | 5 | 5 | 0 | 31 | 1.5% | 14893.2 | 3546 | 3546 |  | 1 | 1 | 1 | 1 | 2978.64 | 709.2 | 709.2 |  | 1 | 1 | 1 | 1 | 21985.2 | 21985.2 | 4397.04 | 4397.04 | 10.7953 | 0 | 0 | 0 | 0 | 0 | 0 | 0 | 0 | 0 | 0 | 0 | 0 | 0 | 0 | 0 | 0 | 0 | 0 | 0% | 0% | 0% | 0% | 0% | 0% | 0% | 0% | 7733.0526 | 0 | 0 | 0 | 0 | 0 | 0 | 0% | 0 | 0 | 0 | 0 | 0 | 0 | 0% | 0% | 0% | 0% | 0% | 0% | 0 | 0 | 0 | 0 | 0 | 0 | 0 | 0 | 0 | 0 | 0 | 0 | 0 | 0 | 0 | 0 | 0 | 0 | 0 | 0 | 0 | 0 | 0 | 0 | 0 | 0 | 0 | 0 | 0 | 0 |  | 0 |  | No | 45 | 9308.25 | 2792.475 | 2216.25 | 664.875 | 2216.25 | 664.875 | 0 | 34.5321 | 30.1816 | 616846.3295 | 72.6249 | 34.6616 | 628588.0347 | 1245434.3642 | 9308.25 | 2792.475 | 2216.25 | 664.875 | 2216.25 | 664.875 | 0 | 0 | 0 | 0 | 0 | 235892.6336 | 3.4841 | 0 | 0 | 0 | 235892.6336 | 834152.6453 | 5400.2835 | 0 | 839552.9288 | 30062.0129 | 0.51811 | 0 | 12199.0379 | 3.1979 | 39011.1001 |  |  |  |  | 5389.4768 | 1283.2088 | 1283.2088 |  | 2874.3876 | 684.378 | 684.378 |  | 10231.4511 | 0 | 10231.4511 | 477060.3129 | 0 | 46.6268 | 477060.3129 | 477060.3129 | 0 | 0 | 0 | 477060.3129 | 0 | 0
2010Q4 | 2010 | 2010-11-01 | 2010 | 11 | 2010-11-25 | 2010-11-01 | 2010-11-30 | 7.15% | 0.46127 |  |  | 0 | 0 | 0 | 0 | 0 | 0 | 0 | 0 | 0 | 0 | 0 | 0 | 0% | 0% | 0% | 0% | 0% | 0% | 0% | 0% | 0% | 0% | 0% | 0% | 0% | 0% | 0% | 0% | 0% | 0% | 0% | 0% | 0% | 0% | 0% | 0% | 0 | 21 | 4 | 4 | 1 | 30 | 1.5% | 14893.2 | 2836.8 | 3546 |  | 1 | 1 | 1 | 1 | 2978.64 | 567.36 | 709.2 |  | 1 | 1 | 1 | 1 | 21276 | 21276 | 4255.2 | 4255.2 | 10.8802 | 0 | 0 | 0 | 0 | 0 | 0 | 0 | 0 | 0 | 0 | 0 | 0 | 0 | 0 | 0 | 0 | 0 | 0 | 0% | 0% | 0% | 0% | 0% | 0% | 0% | 0% | 7735.0836 | 0 | 0 | 0 | 0 | 0 | 0 | 0% | 0 | 0 | 0 | 0 | 0 | 0 | 0% | 0% | 0% | 0% | 0% | 0% | 0 | 0 | 0 | 0 | 0 | 0 | 0 | 0 | 0 | 0 | 0 | 0 | 0 | 0 | 0 | 0 | 0 | 0 | 0 | 0 | 0 | 0 | 0 | 0 | 0 | 0 | 0 | 0 | 0 | 0 |  | 0 |  | No | 45 | 9308.25 | 2792.475 | 1773 | 531.9 | 2216.25 | 664.875 | 0 | 34.5321 | 30.1816 | 596948.0609 | 72.6249 | 34.6616 | 608311.0013 | 1205259.0622 | 9308.25 | 2792.475 | 1773 | 531.9 | 2216.25 | 664.875 | 0 | 0 | 0 | 0 | 0 | 228343.1487 | 3.6302 | 0 | 0 | 0 | 228343.1487 | 840835.9351 | 5445.3523 | 0 | 846281.2874 | 29092.2705 | 0.51825 | 0 | 11805.5205 | 3.1979 | 37752.6775 |  |  |  |  | 5389.4768 | 1026.567 | 1283.2088 |  | 2874.3876 | 547.5024 | 684.378 |  | 8263.8643 | 0 | 8263.8643 | 400145.2303 | 0 | 48.4211 | 400145.2303 | 400145.2303 | 0 | 0 | 0 | 400145.2303 | 0 | 0
2010Q4 | 2010 | 2010-12-01 | 2010 | 12 | 2010-12-25 | 2010-12-01 | 2010-12-31 | 7.15% | 0.45853 |  |  | 0 | 0 | 0 | 0 | 0 | 0 | 0 | 0 | 0 | 0 | 0 | 0 | 0% | 0% | 0% | 0% | 0% | 0% | 0% | 0% | 0% | 0% | 0% | 0% | 0% | 0% | 0% | 0% | 0% | 0% | 0% | 0% | 0% | 0% | 0% | 0% | 0 | 23 | 3 | 4 | 1 | 31 | 1.5% | 16311.6 | 2127.6 | 3546 |  | 1 | 1 | 1 | 1 | 3262.32 | 425.52 | 709.2 |  | 1 | 1 | 1 | 1 | 21985.2 | 21985.2 | 4397.04 | 4397.04 | 10.9624 | 0 | 0 | 0 | 0 | 0 | 0 | 0 | 0 | 0 | 0 | 0 | 0 | 0 | 0 | 0 | 0 | 0 | 0 | 0% | 0% | 0% | 0% | 0% | 0% | 0% | 0% | 7737.1146 | 0 | 0 | 0 | 0 | 0 | 0 | 0% | 0 | 0 | 0 | 0 | 0 | 0 | 0% | 0% | 0% | 0% | 0% | 0% | 0 | 0 | 0 | 0 | 0 | 0 | 0 | 0 | 0 | 0 | 0 | 0 | 0 | 0 | 0 | 0 | 0 | 0 | 0 | 0 | 0 | 0 | 0 | 0 | 0 | 0 | 0 | 0 | 0 | 0 |  | 0 |  | No | 45 | 10194.75 | 3058.425 | 1329.75 | 398.925 | 2216.25 | 664.875 | 0 | 34.5321 | 30.1816 | 616846.3295 | 72.6249 | 34.6616 | 628588.0347 | 1245434.3642 | 10194.75 | 3058.425 | 1329.75 | 398.925 | 2216.25 | 664.875 | 0 | 0 | 0 | 0 | 0 | 236016.5403 | 3.7846 | 0 | 0 | 0 | 236016.5403 | 905535.8147 | 5866.2033 | 0 | 911402.018 | 30062.0128 | 0.51839 | 0 | 12199.0379 | 3.1979 | 39011.1001 |  |  |  |  | 5902.7603 | 769.9252 | 1283.2088 |  | 3148.1388 | 410.6268 | 684.378 |  | 9050.899 | 0 | 9050.899 | 418207.5616 | 0 | 46.2062 | 418207.5616 | 418207.5616 | 0 | 0 | 0 | 418207.5616 | 0 | 0
2011Q1 | 2011 | 2011-01-01 | 2011 | 1 | 2011-01-01 | 2011-01-01 | 2011-01-31 | 7.15% | 0.4558 |  |  | 0 | 0 | 0 | 0 | 0 | 0 | 0 | 0 | 0 | 0 | 0 | 0 | 0% | 0% | 0% | 0% | 0% | 0% | 0% | 0% | 0% | 0% | 0% | 0% | 0% | 0% | 0% | 0% | 0% | 0% | 0% | 0% | 0% | 0% | 0% | 0% | 0 | 21 | 4 | 5 | 1 | 31 | 1.5% | 14893.2 | 2836.8 | 4255.2 |  | 1 | 1 | 1 | 1 | 2978.64 | 567.36 | 851.04 |  | 1 | 1 | 1 | 1 | 21985.2 | 21985.2 | 4397.04 | 4397.04 | 11.0472 | 0 | 0 | 0 | 0 | 0 | 0 | 0 | 0 | 0 | 0 | 0 | 0 | 0 | 0 | 0 | 0 | 0 | 0 | 0% | 0% | 0% | 0% | 0% | 0% | 0% | 0% | 7739.1455 | 0 | 0 | 0 | 0 | 0 | 0 | 0% | 0 | 0 | 0 | 0 | 0 | 0 | 0% | 0% | 0% | 0% | 0% | 0% | 0 | 0 | 0 | 0 | 0 | 0 | 0 | 0 | 0 | 0 | 0 | 0 | 0 | 0 | 0 | 0 | 0 | 0 | 0 | 0 | 0 | 0 | 0 | 0 | 0 | 0 | 0 | 0 | 0 | 0 |  | 0 |  | No | 45 | 9308.25 | 2792.475 | 1773 | 531.9 | 2659.5 | 797.85 | 0 | 34.5321 | 30.1816 | 616846.3295 | 72.6249 | 34.6616 | 628588.0347 | 1245434.3642 | 9308.25 | 2792.475 | 1773 | 531.9 | 2659.5 | 797.85 | 0 | 0 | 0 | 0 | 0 | 236078.4936 | 3.6077 | 0 | 0 | 0 | 236078.4936 | 864006.5164 | 5591.9773 | 0 | 869598.4937 | 30062.0128 | 0.51852 | 0 | 12199.0378 | 3.2938 | 40181.4331 |  |  |  |  | 5389.4768 | 1026.567 | 1539.8505 |  | 2874.3876 | 547.5024 | 821.2536 |  | 8263.8643 | 0 | 8263.8643 | 381415.6407 | 0 | 46.1546 | 381415.6407 | 381415.6407 | 0 | 0 | 0 | 381415.6407 | 0 | 0
2011Q1 | 2011 | 2011-02-01 | 2011 | 2 |  | 2011-02-01 | 2011-02-28 | 7.15% | 0.45335 |  |  | 0 | 0 | 0 | 0 | 0 | 0 | 0 | 0 | 0 | 0 | 0 | 0 | 0% | 0% | 0% | 0% | 0% | 0% | 0% | 0% | 0% | 0% | 0% | 0% | 0% | 0% | 0% | 0% | 0% | 0% | 0% | 0% | 0% | 0% | 0% | 0% | 0 | 20 | 4 | 4 | 0 | 28 | 1.5% | 14184 | 2836.8 | 2836.8 |  | 1 | 1 | 1 | 1 | 2836.8 | 567.36 | 567.36 |  | 1 | 1 | 1 | 1 | 19857.6 | 19857.6 | 3971.52 | 3971.52 | 11.1321 | 0 | 0 | 0 | 0 | 0 | 0 | 0 | 0 | 0 | 0 | 0 | 0 | 0 | 0 | 0 | 0 | 0 | 0 | 0% | 0% | 0% | 0% | 0% | 0% | 0% | 0% | 7741.1765 | 0 | 0 | 0 | 0 | 0 | 0 | 0% | 0 | 0 | 0 | 0 | 0 | 0 | 0% | 0% | 0% | 0% | 0% | 0% | 0 | 0 | 0 | 0 | 0 | 0 | 0 | 0 | 0 | 0 | 0 | 0 | 0 | 0 | 0 | 0 | 0 | 0 | 0 | 0 | 0 | 0 | 0 | 0 | 0 | 0 | 0 | 0 | 0 | 0 |  | 0 |  | No | 45 | 8865 | 2659.5 | 1773 | 531.9 | 1773 | 531.9 | 0 | 34.5321 | 30.1816 | 557151.5235 | 72.6249 | 34.6616 | 567756.9346 | 1124908.458 | 8865 | 2659.5 | 1773 | 531.9 | 1773 | 531.9 | 0 | 0 | 0 | 0 | 0 | 213288.1457 | 3.3322 | 0 | 0 | 0 | 213288.1457 | 721822.35 | 4665.0228 | 0 | 726487.3727 | 27152.7858 | 0.51866 | 0 | 11018.4858 | 3.2938 | 36292.9073 |  |  |  |  | 5132.835 | 1026.567 | 1026.567 |  | 2737.512 | 547.5024 | 547.5024 |  | 7870.347 | 0 | 7870.347 | 301288.9294 | 0 | 38.2815 | 301288.9294 | 301288.9294 | 0 | 0 | 0 | 301288.9294 | 0 | 0
2011Q1 | 2011 | 2011-03-01 | 2011 | 3 |  | 2011-03-01 | 2011-03-31 | 7.15% | 0.45066 |  |  | 0 | 0 | 0 | 0 | 0 | 0 | 0 | 0 | 0 | 0 | 0 | 0 | 0% | 0% | 0% | 0% | 0% | 0% | 0% | 0% | 0% | 0% | 0% | 0% | 0% | 0% | 0% | 0% | 0% | 0% | 0% | 0% | 0% | 0% | 0% | 0% | 0 | 23 | 4 | 4 | 0 | 31 | 1.5% | 16311.6 | 2836.8 | 2836.8 |  | 1 | 1 | 1 | 1 | 3262.32 | 567.36 | 567.36 |  | 1 | 1 | 1 | 1 | 21985.2 | 21985.2 | 4397.04 | 4397.04 | 11.2088 | 0 | 0 | 0 | 0 | 0 | 0 | 0 | 0 | 0 | 0 | 0 | 0 | 0 | 0 | 0 | 0 | 0 | 0 | 0% | 0% | 0% | 0% | 0% | 0% | 0% | 0% | 7743.2074 | 0 | 0 | 0 | 0 | 0 | 0 | 0% | 0 | 0 | 0 | 0 | 0 | 0 | 0% | 0% | 0% | 0% | 0% | 0% | 0 | 0 | 0 | 0 | 0 | 0 | 0 | 0 | 0 | 0 | 0 | 0 | 0 | 0 | 0 | 0 | 0 | 0 | 0 | 0 | 0 | 0 | 0 | 0 | 0 | 0 | 0 | 0 | 0 | 0 |  | 0 |  | No | 45 | 10194.75 | 3058.425 | 1773 | 531.9 | 1773 | 531.9 | 0 | 34.5321 | 30.1816 | 616846.3295 | 72.6249 | 34.6616 | 628588.0347 | 1245434.3642 | 10194.75 | 3058.425 | 1773 | 531.9 | 1773 | 531.9 | 0 | 0 | 0 | 0 | 0 | 236202.4003 | 3.1533 | 0 | 0 | 0 | 236202.4003 | 757117.8204 | 4887.5799 | 0 | 762005.4003 | 30062.0128 | 0.51879 | 0 | 12199.0378 | 3.2938 | 40181.4331 |  |  |  |  | 5902.7603 | 1026.567 | 1026.567 |  | 3148.1388 | 547.5024 | 547.5024 |  | 9050.899 | 0 | 9050.899 | 338170.5071 | 0 | 37.3632 | 338170.5071 | 338170.5071 | 0 | 0 | 0 | 338170.5071 | 0 | 0
2011Q2 | 2011 | 2011-04-01 | 2011 | 4 |  | 2011-04-01 | 2011-04-30 | 7.15% | 0.44806 |  |  | 0 | 0 | 0 | 0 | 0 | 0 | 0 | 0 | 0 | 0 | 0 | 0 | 0% | 0% | 0% | 0% | 0% | 0% | 0% | 0% | 0% | 0% | 0% | 0% | 0% | 0% | 0% | 0% | 0% | 0% | 0% | 0% | 0% | 0% | 0% | 0% | 0 | 21 | 5 | 4 | 0 | 30 | 1.5% | 14893.2 | 3546 | 2836.8 |  | 1 | 1 | 1 | 1 | 2978.64 | 709.2 | 567.36 |  | 1 | 1 | 1 | 1 | 21276 | 21276 | 4255.2 | 4255.2 | 11.2936 | 0 | 0 | 0 | 0 | 0 | 0 | 0 | 0 | 0 | 0 | 0 | 0 | 0 | 0 | 0 | 0 | 0 | 0 | 0% | 0% | 0% | 0% | 0% | 0% | 0% | 0% | 7745.2384 | 0 | 0 | 0 | 0 | 0 | 0 | 0% | 0 | 0 | 0 | 0 | 0 | 0 | 0% | 0% | 0% | 0% | 0% | 0% | 0 | 0 | 0 | 0 | 0 | 0 | 0 | 0 | 0 | 0 | 0 | 0 | 0 | 0 | 0 | 0 | 0 | 0 | 0 | 0 | 0 | 0 | 0 | 0 | 0 | 0 | 0 | 0 | 0 | 0 |  | 0 |  | No | 45 | 9308.25 | 2792.475 | 2216.25 | 664.875 | 1773 | 531.9 | 0 | 34.5321 | 30.1816 | 596948.0609 | 72.6249 | 34.6616 | 608311.0013 | 1205259.0622 | 9308.25 | 2792.475 | 2216.25 | 664.875 | 1773 | 531.9 | 0 | 0 | 0 | 0 | 0 | 228642.9229 | 3.0587 | 0 | 0 | 0 | 228642.9229 | 711257.0917 | 4588.0151 | 0 | 715845.1069 | 29092.2705 | 0.51893 | 0 | 11805.5205 | 3.2938 | 38885.2579 |  |  |  |  | 5389.4768 | 1283.2088 | 1026.567 |  | 2874.3876 | 684.378 | 547.5024 |  | 8263.8643 | 0 | 8263.8643 | 297606.8166 | 0 | 36.013 | 297606.8166 | 297606.8166 | 0 | 0 | 0 | 297606.8166 | 0 | 0
2011Q2 | 2011 | 2011-05-01 | 2011 | 5 | 2011-05-30 | 2011-05-01 | 2011-05-31 | 7.15% | 0.4454 |  |  | 0 | 0 | 0 | 0 | 0 | 0 | 0 | 0 | 0 | 0 | 0 | 0 | 0% | 0% | 0% | 0% | 0% | 0% | 0% | 0% | 0% | 0% | 0% | 0% | 0% | 0% | 0% | 0% | 0% | 0% | 0% | 0% | 0% | 0% | 0% | 0% | 0 | 21 | 4 | 5 | 1 | 31 | 1.5% | 14893.2 | 2836.8 | 4255.2 |  | 1 | 1 | 1 | 1 | 2978.64 | 567.36 | 851.04 |  | 1 | 1 | 1 | 1 | 21985.2 | 21985.2 | 4397.04 | 4397.04 | 11.3758 | 0 | 0 | 0 | 0 | 0 | 0 | 0 | 0 | 0 | 0 | 0 | 0 | 0 | 0 | 0 | 0 | 0 | 0 | 0% | 0% | 0% | 0% | 0% | 0% | 0% | 0% | 7747.2694 | 0 | 0 | 0 | 0 | 0 | 0 | 0% | 0 | 0 | 0 | 0 | 0 | 0 | 0% | 0% | 0% | 0% | 0% | 0% | 0 | 0 | 0 | 0 | 0 | 0 | 0 | 0 | 0 | 0 | 0 | 0 | 0 | 0 | 0 | 0 | 0 | 0 | 0 | 0 | 0 | 0 | 0 | 0 | 0 | 0 | 0 | 0 | 0 | 0 |  | 0 |  | No | 45 | 11169.9 | 0 | 2127.6 | 0 | 3191.4 | 0 | 0 | 35.3609 | 30.906 | 583062.1306 | 74.3679 | 35.4935 | 1244918.8104 | 1827980.941 | 11169.9 | 0 | 2127.6 | 0 | 3191.4 | 0 | 0 | 0 | 0 | 0 | 0 | 204390.3196 | 3.0356 | 0 | 0 | 0 | 204390.3196 | 631097.864 | 4705.1942 | 0 | 635803.0582 | 26035.9731 | 0.51907 | 0 | 9547.0731 | 3.2938 | 31446.339 |  |  |  |  | 3592.9845 | 684.378 | 1026.567 |  | 2874.3876 | 547.5024 | 821.2536 |  | 6467.3721 | 0 | 6467.3721 | 237190.6663 | 0 | 36.675 | 237190.6663 | 237190.6663 | 0 | 0 | 0 | 237190.6663 | 0 | 0
2011Q2 | 2011 | 2011-06-01 | 2011 | 6 |  | 2011-06-01 | 2011-06-30 | 7.15% | 0.44284 |  |  | 0 | 0 | 0 | 0 | 0 | 0 | 0 | 0 | 0 | 0 | 0 | 0 | 0% | 0% | 0% | 0% | 0% | 0% | 0% | 0% | 0% | 0% | 0% | 0% | 0% | 0% | 0% | 0% | 0% | 0% | 0% | 0% | 0% | 0% | 0% | 0% | 0 | 22 | 4 | 4 | 0 | 30 | 1.5% | 15602.4 | 2836.8 | 2836.8 |  | 1 | 1 | 1 | 1 | 3120.48 | 567.36 | 567.36 |  | 1 | 1 | 1 | 1 | 21276 | 21276 | 4255.2 | 4255.2 | 11.4606 | 0 | 0 | 0 | 0 | 0 | 0 | 0 | 0 | 0 | 0 | 0 | 0 | 0 | 0 | 0 | 0 | 0 | 0 | 0% | 0% | 0% | 0% | 0% | 0% | 0% | 0% | 7749.3003 | 0 | 0 | 0 | 0 | 0 | 0 | 0% | 0 | 0 | 0 | 0 | 0 | 0 | 0% | 0% | 0% | 0% | 0% | 0% | 0 | 0 | 0 | 0 | 0 | 0 | 0 | 0 | 0 | 0 | 0 | 0 | 0 | 0 | 0 | 0 | 0 | 0 | 0 | 0 | 0 | 0 | 0 | 0 | 0 | 0 | 0 | 0 | 0 | 0 |  | 0 |  | No | 45 | 11701.8 | 0 | 2127.6 | 0 | 2127.6 | 0 | 0 | 35.3609 | 30.906 | 564253.6747 | 74.3679 | 35.4935 | 1204760.1391 | 1769013.8139 | 11701.8 | 0 | 2127.6 | 0 | 2127.6 | 0 | 0 | 0 | 0 | 0 | 0 | 197848.9363 | 3.0723 | 0 | 0 | 0 | 197848.9363 | 618154.78 | 4608.4164 | 0 | 622763.1964 | 25196.103 | 0.5192 | 0 | 9239.103 | 3.2938 | 30431.9409 |  |  |  |  | 3764.079 | 684.378 | 684.378 |  | 3011.2632 | 547.5024 | 547.5024 |  | 7322.8446 | 0 | 7322.8446 | 263373.5574 | 0 | 35.966 | 263373.5574 | 263373.5574 | 0 | 0 | 0 | 263373.5574 | 0 | 0
2011Q3 | 2011 | 2011-07-01 | 2011 | 7 | 2011-07-04 | 2011-07-01 | 2011-07-31 | 7.15% | 0.4402 |  |  | 0 | 0 | 0 | 0 | 0 | 0 | 0 | 0 | 0 | 0 | 0 | 0 | 0% | 0% | 0% | 0% | 0% | 0% | 0% | 0% | 0% | 0% | 0% | 0% | 0% | 0% | 0% | 0% | 0% | 0% | 0% | 0% | 0% | 0% | 0% | 0% | 0 | 20 | 5 | 5 | 1 | 31 | 1.5% | 14184 | 3546 | 4255.2 |  | 1 | 1 | 1 | 1 | 2836.8 | 709.2 | 851.04 |  | 1 | 1 | 1 | 1 | 21985.2 | 21985.2 | 4397.04 | 4397.04 | 11.5428 | 0 | 0 | 0 | 0 | 0 | 0 | 0 | 0 | 0 | 0 | 0 | 0 | 0 | 0 | 0 | 0 | 0 | 0 | 0% | 0% | 0% | 0% | 0% | 0% | 0% | 0% | 7751.3313 | 0 | 0 | 0 | 0 | 0 | 0 | 0% | 0 | 0 | 0 | 0 | 0 | 0 | 0% | 0% | 0% | 0% | 0% | 0% | 0 | 0 | 0 | 0 | 0 | 0 | 0 | 0 | 0 | 0 | 0 | 0 | 0 | 0 | 0 | 0 | 0 | 0 | 0 | 0 | 0 | 0 | 0 | 0 | 0 | 0 | 0 | 0 | 0 | 0 |  | 0 |  | No | 45 | 10638 | 0 | 2659.5 | 0 | 3191.4 | 0 | 0 | 35.3609 | 30.906 | 583062.1306 | 74.3679 | 35.4935 | 1244918.8104 | 1827980.941 | 10638 | 0 | 2659.5 | 0 | 3191.4 | 0 | 0 | 0 | 0 | 0 | 0 | 204497.4821 | 3.1561 | 0 | 0 | 0 | 204497.4821 | 656076.7449 | 4892.0151 | 0 | 660968.7599 | 26035.9731 | 0.51934 | 0 | 9547.0731 | 3.2938 | 31446.339 |  |  |  |  | 3421.89 | 855.4725 | 1026.567 |  | 2737.512 | 684.378 | 821.2536 |  | 8520.5061 | 0 | 8520.5061 | 408020.5442 | 0 | 47.8869 | 408020.5442 | 408020.5442 | 0 | 0 | 0 | 408020.5442 | 0 | 0
2011Q3 | 2011 | 2011-08-01 | 2011 | 8 |  | 2011-08-01 | 2011-08-31 | 7.15% | 0.43759 |  |  | 0 | 0 | 0 | 0 | 0 | 0 | 0 | 0 | 0 | 0 | 0 | 0 | 0% | 0% | 0% | 0% | 0% | 0% | 0% | 0% | 0% | 0% | 0% | 0% | 0% | 0% | 0% | 0% | 0% | 0% | 0% | 0% | 0% | 0% | 0% | 0% | 0 | 23 | 4 | 4 | 0 | 31 | 1.5% | 16311.6 | 2836.8 | 2836.8 |  | 1 | 1 | 1 | 1 | 3262.32 | 567.36 | 567.36 |  | 1 | 1 | 1 | 1 | 21985.2 | 21985.2 | 4397.04 | 4397.04 | 11.6277 | 0 | 0 | 0 | 0 | 0 | 0 | 0 | 0 | 0 | 0 | 0 | 0 | 0 | 0 | 0 | 0 | 0 | 0 | 0% | 0% | 0% | 0% | 0% | 0% | 0% | 0% | 7753.3622 | 0 | 0 | 0 | 0 | 0 | 0 | 0% | 0 | 0 | 0 | 0 | 0 | 0 | 0% | 0% | 0% | 0% | 0% | 0% | 0 | 0 | 0 | 0 | 0 | 0 | 0 | 0 | 0 | 0 | 0 | 0 | 0 | 0 | 0 | 0 | 0 | 0 | 0 | 0 | 0 | 0 | 0 | 0 | 0 | 0 | 0 | 0 | 0 | 0 |  | 0 |  | No | 45 | 12233.7 | 0 | 2127.6 | 0 | 2127.6 | 0 | 0 | 35.3609 | 30.906 | 583062.1306 | 74.3679 | 35.4935 | 1244918.8104 | 1827980.941 | 12233.7 | 0 | 2127.6 | 0 | 2127.6 | 0 | 0 | 0 | 0 | 0 | 0 | 204551.0634 | 3.2752 | 0 | 0 | 0 | 204551.0634 | 680610.7339 | 5076.6205 | 0 | 685687.3544 | 26035.9731 | 0.51948 | 0 | 9547.0731 | 3.2938 | 31446.339 |  |  |  |  | 3935.1735 | 684.378 | 684.378 |  | 3148.1388 | 547.5024 | 547.5024 |  | 9547.0731 | 0 | 9547.0731 | 612735.7158 | 0 | 64.1805 | 612735.7158 | 612735.7158 | 0 | 0 | 0 | 612735.7158 | 0 | 0
2011Q3 | 2011 | 2011-09-01 | 2011 | 9 | 2011-09-05 | 2011-09-01 | 2011-09-30 | 7.15% | 0.43507 |  |  | 0 | 0 | 0 | 0 | 0 | 0 | 0 | 0 | 0 | 0 | 0 | 0 | 0% | 0% | 0% | 0% | 0% | 0% | 0% | 0% | 0% | 0% | 0% | 0% | 0% | 0% | 0% | 0% | 0% | 0% | 0% | 0% | 0% | 0% | 0% | 0% | 0 | 21 | 4 | 4 | 1 | 30 | 1.5% | 14893.2 | 2836.8 | 3546 |  | 1 | 1 | 1 | 1 | 2978.64 | 567.36 | 709.2 |  | 1 | 1 | 1 | 1 | 21276 | 21276 | 4255.2 | 4255.2 | 11.7125 | 0 | 0 | 0 | 0 | 0 | 0 | 0 | 0 | 0 | 0 | 0 | 0 | 0 | 0 | 0 | 0 | 0 | 0 | 0% | 0% | 0% | 0% | 0% | 0% | 0% | 0% | 7755.3932 | 0 | 0 | 0 | 0 | 0 | 0 | 0% | 0 | 0 | 0 | 0 | 0 | 0 | 0% | 0% | 0% | 0% | 0% | 0% | 0 | 0 | 0 | 0 | 0 | 0 | 0 | 0 | 0 | 0 | 0 | 0 | 0 | 0 | 0 | 0 | 0 | 0 | 0 | 0 | 0 | 0 | 0 | 0 | 0 | 0 | 0 | 0 | 0 | 0 |  | 0 |  | No | 45 | 11169.9 | 0 | 2127.6 | 0 | 2659.5 | 0 | 0 | 35.3609 | 30.906 | 564253.6747 | 74.3679 | 35.4935 | 1204760.1391 | 1769013.8139 | 11169.9 | 0 | 2127.6 | 0 | 2659.5 | 0 | 0 | 0 | 0 | 0 | 0 | 198004.4949 | 3.417 | 0 | 0 | 0 | 198004.4949 | 686905.2288 | 5125.5594 | 0 | 692030.7882 | 25196.103 | 0.51961 | 0 | 9239.103 | 3.2938 | 30431.9409 |  |  |  |  | 3592.9845 | 684.378 | 855.4725 |  | 2874.3876 | 547.5024 | 684.378 |  | 8383.6305 | 0 | 8383.6305 | 447076.364 | 0 | 53.3273 | 447076.364 | 447076.364 | 0 | 0 | 0 | 447076.364 | 0 | 0
2011Q4 | 2011 | 2011-10-01 | 2011 | 10 |  | 2011-10-01 | 2011-10-31 | 7.15% | 0.43248 |  |  | 0 | 0 | 0 | 0 | 0 | 0 | 0 | 0 | 0 | 0 | 0 | 0 | 0% | 0% | 0% | 0% | 0% | 0% | 0% | 0% | 0% | 0% | 0% | 0% | 0% | 0% | 0% | 0% | 0% | 0% | 0% | 0% | 0% | 0% | 0% | 0% | 0 | 21 | 5 | 5 | 0 | 31 | 1.5% | 14893.2 | 3546 | 3546 |  | 1 | 1 | 1 | 1 | 2978.64 | 709.2 | 709.2 |  | 1 | 1 | 1 | 1 | 21985.2 | 21985.2 | 4397.04 | 4397.04 | 11.7947 | 0 | 0 | 0 | 0 | 0 | 0 | 0 | 0 | 0 | 0 | 0 | 0 | 0 | 0 | 0 | 0 | 0 | 0 | 0% | 0% | 0% | 0% | 0% | 0% | 0% | 0% | 7757.4242 | 0 | 0 | 0 | 0 | 0 | 0 | 0% | 0 | 0 | 0 | 0 | 0 | 0 | 0% | 0% | 0% | 0% | 0% | 0% | 0 | 0 | 0 | 0 | 0 | 0 | 0 | 0 | 0 | 0 | 0 | 0 | 0 | 0 | 0 | 0 | 0 | 0 | 0 | 0 | 0 | 0 | 0 | 0 | 0 | 0 | 0 | 0 | 0 | 0 |  | 0 |  | No | 45 | 9308.25 | 2792.475 | 2216.25 | 664.875 | 2216.25 | 664.875 | 0 | 35.3609 | 30.906 | 631650.6415 | 74.3679 | 35.4935 | 643674.1475 | 1275324.789 | 9308.25 | 2792.475 | 2216.25 | 664.875 | 2216.25 | 664.875 | 0 | 0 | 0 | 0 | 0 | 236636.0738 | 3.5689 | 0 | 0 | 0 | 236636.0738 | 856857.0506 | 5531.7808 | 0 | 862388.8314 | 30062.0129 | 0.51975 | 0 | 12199.0379 | 3.2938 | 40181.4331 |  |  |  |  | 5389.4768 | 1283.2088 | 1283.2088 |  | 2874.3876 | 684.378 | 684.378 |  | 8263.8643 | 0 | 8263.8643 | 399317.4108 | 0 | 48.3209 | 399317.4108 | 399317.4108 | 0 | 0 | 0 | 399317.4108 | 0 | 0
2011Q4 | 2011 | 2011-11-01 | 2011 | 11 | 2011-11-24 | 2011-11-01 | 2011-11-30 | 7.15% | 0.43 |  |  | 0 | 0 | 0 | 0 | 0 | 0 | 0 | 0 | 0 | 0 | 0 | 0 | 0% | 0% | 0% | 0% | 0% | 0% | 0% | 0% | 0% | 0% | 0% | 0% | 0% | 0% | 0% | 0% | 0% | 0% | 0% | 0% | 0% | 0% | 0% | 0% | 0 | 21 | 4 | 4 | 1 | 30 | 1.5% | 14893.2 | 2836.8 | 3546 |  | 1 | 1 | 1 | 1 | 2978.64 | 567.36 | 709.2 |  | 1 | 1 | 1 | 1 | 21276 | 21276 | 4255.2 | 4255.2 | 11.8795 | 0 | 0 | 0 | 0 | 0 | 0 | 0 | 0 | 0 | 0 | 0 | 0 | 0 | 0 | 0 | 0 | 0 | 0 | 0% | 0% | 0% | 0% | 0% | 0% | 0% | 0% | 7759.4551 | 0 | 0 | 0 | 0 | 0 | 0 | 0% | 0 | 0 | 0 | 0 | 0 | 0 | 0% | 0% | 0% | 0% | 0% | 0% | 0 | 0 | 0 | 0 | 0 | 0 | 0 | 0 | 0 | 0 | 0 | 0 | 0 | 0 | 0 | 0 | 0 | 0 | 0 | 0 | 0 | 0 | 0 | 0 | 0 | 0 | 0 | 0 | 0 | 0 |  | 0 |  | No | 45 | 9308.25 | 2792.475 | 1773 | 531.9 | 2216.25 | 664.875 | 0 | 35.3609 | 30.906 | 611274.8143 | 74.3679 | 35.4935 | 622910.4653 | 1234185.2797 | 9308.25 | 2792.475 | 1773 | 531.9 | 2216.25 | 664.875 | 0 | 0 | 0 | 0 | 0 | 229062.6069 | 3.7186 | 0 | 0 | 0 | 229062.6069 | 863733.5502 | 5577.947 | 0 | 869311.4972 | 29092.2705 | 0.51988 | 0 | 11805.5205 | 3.2938 | 38885.2579 |  |  |  |  | 5389.4768 | 1026.567 | 1283.2088 |  | 2874.3876 | 547.5024 | 684.378 |  | 8263.8643 | 0 | 8263.8643 | 397032.6127 | 0 | 48.0444 | 397032.6127 | 397032.6127 | 0 | 0 | 0 | 397032.6127 | 0 | 0
2011Q4 | 2011 | 2011-12-01 | 2011 | 12 | 2011-12-26 | 2011-12-01 | 2011-12-31 | 7.15% | 0.42744 |  |  | 0 | 0 | 0 | 0 | 0 | 0 | 0 | 0 | 0 | 0 | 0 | 0 | 0% | 0% | 0% | 0% | 0% | 0% | 0% | 0% | 0% | 0% | 0% | 0% | 0% | 0% | 0% | 0% | 0% | 0% | 0% | 0% | 0% | 0% | 0% | 0% | 0 | 21 | 5 | 4 | 1 | 31 | 1.5% | 14893.2 | 3546 | 3546 |  | 1 | 1 | 1 | 1 | 2978.64 | 709.2 | 709.2 |  | 1 | 1 | 1 | 1 | 21985.2 | 21985.2 | 4397.04 | 4397.04 | 11.9617 | 0 | 0 | 0 | 0 | 0 | 0 | 0 | 0 | 0 | 0 | 0 | 0 | 0 | 0 | 0 | 0 | 0 | 0 | 0% | 0% | 0% | 0% | 0% | 0% | 0% | 0% | 7717.648 | 0 | 0 | 0 | 0 | 0 | 0 | 0% | 0 | 0 | 0 | 0 | 0 | 0 | 0% | 0% | 0% | 0% | 0% | 0% | 0 | 0 | 0 | 0 | 0 | 0 | 0 | 0 | 0 | 0 | 0 | 0 | 0 | 0 | 0 | 0 | 0 | 0 | 0 | 0 | 0 | 0 | 0 | 0 | 0 | 0 | 0 | 0 | 0 | 0 |  | 0 |  | No | 45 | 9308.25 | 2792.475 | 2216.25 | 664.875 | 2216.25 | 664.875 | 0 | 35.3609 | 30.906 | 631650.6415 | 74.3679 | 35.4935 | 643674.1475 | 1275324.789 | 9308.25 | 2792.475 | 2216.25 | 664.875 | 2216.25 | 664.875 | 0 | 0 | 0 | 0 | 0 | 235422.7233 | 3.8768 | 0 | 0 | 0 | 235422.7233 | 924953.2083 | 6009.0457 | 0 | 930962.2541 | 30062.0129 | 0.51708 | 0 | 12199.0379 | 3.2938 | 40181.4331 |  |  |  |  | 5389.4768 | 1283.2088 | 1283.2088 |  | 2874.3876 | 684.378 | 684.378 |  | 8263.8643 | 0 | 8263.8643 | 393409.538 | 0 | 47.606 | 393409.538 | 393409.538 | 0 | 0 | 0 | 393409.538 | 0 | 0
2012Q1 | 2012 | 2012-01-01 | 2012 | 1 | 2012-01-02 | 2012-01-01 | 2012-01-31 | 7.15% | 0.4249 |  |  | 0 | 0 | 0 | 0 | 0 | 0 | 0 | 0 | 0 | 0 | 0 | 0 | 0% | 0% | 0% | 0% | 0% | 0% | 0% | 0% | 0% | 0% | 0% | 0% | 0% | 0% | 0% | 0% | 0% | 0% | 0% | 0% | 0% | 0% | 0% | 0% | 0 | 21 | 4 | 5 | 1 | 31 | 1.5% | 14893.2 | 2836.8 | 4255.2 |  | 1 | 1 | 1 | 1 | 2978.64 | 567.36 | 851.04 |  | 1 | 1 | 1 | 1 | 21985.2 | 21985.2 | 4397.04 | 4397.04 | 12.0465 | 0 | 0 | 0 | 0 | 0 | 0 | 0 | 0 | 0 | 0 | 0 | 0 | 0 | 0 | 0 | 0 | 0 | 0 | 0% | 0% | 0% | 0% | 0% | 0% | 0% | 0% | 7718.9509 | 0 | 0 | 0 | 0 | 0 | 0 | 0% | 0 | 0 | 0 | 0 | 0 | 0 | 0% | 0% | 0% | 0% | 0% | 0% | 0 | 0 | 0 | 0 | 0 | 0 | 0 | 0 | 0 | 0 | 0 | 0 | 0 | 0 | 0 | 0 | 0 | 0 | 0 | 0 | 0 | 0 | 0 | 0 | 0 | 0 | 0 | 0 | 0 | 0 |  | 0 |  | No | 45 | 9308.25 | 2792.475 | 1773 | 531.9 | 2659.5 | 797.85 | 0 | 35.3609 | 30.906 | 631650.6415 | 74.3679 | 35.4935 | 643674.1475 | 1275324.789 | 9308.25 | 2792.475 | 1773 | 531.9 | 2659.5 | 797.85 | 0 | 0 | 0 | 0 | 0 | 235462.467 | 3.6933 | 0 | 0 | 0 | 235462.467 | 881897.6356 | 5724.592 | 0 | 887622.2277 | 30062.0128 | 0.51717 | 0 | 12199.0378 | 3.3926 | 41386.8761 |  |  |  |  | 5389.4768 | 1026.567 | 1539.8505 |  | 2874.3876 | 547.5024 | 821.2536 |  | 8263.8643 | 0 | 8263.8643 | 389893.2753 | 0 | 47.1805 | 389893.2753 | 389893.2753 | 0 | 0 | 0 | 389893.2753 | 0 | 0
2012Q1 | 2012 | 2012-02-01 | 2012 | 2 |  | 2012-02-01 | 2012-02-29 | 7.15% | 0.42253 |  |  | 0 | 0 | 0 | 0 | 0 | 0 | 0 | 0 | 0 | 0 | 0 | 0 | 0% | 0% | 0% | 0% | 0% | 0% | 0% | 0% | 0% | 0% | 0% | 0% | 0% | 0% | 0% | 0% | 0% | 0% | 0% | 0% | 0% | 0% | 0% | 0% | 0 | 21 | 4 | 4 | 0 | 29 | 1.5% | 14893.2 | 2836.8 | 2836.8 |  | 1 | 1 | 1 | 1 | 2978.64 | 567.36 | 567.36 |  | 1 | 1 | 1 | 1 | 20566.8 | 20566.8 | 4113.36 | 4113.36 | 12.1314 | 0 | 0 | 0 | 0 | 0 | 0 | 0 | 0 | 0 | 0 | 0 | 0 | 0 | 0 | 0 | 0 | 0 | 0 | 0% | 0% | 0% | 0% | 0% | 0% | 0% | 0% | 7720.2538 | 0 | 0 | 0 | 0 | 0 | 0 | 0% | 0 | 0 | 0 | 0 | 0 | 0 | 0% | 0% | 0% | 0% | 0% | 0% | 0 | 0 | 0 | 0 | 0 | 0 | 0 | 0 | 0 | 0 | 0 | 0 | 0 | 0 | 0 | 0 | 0 | 0 | 0 | 0 | 0 | 0 | 0 | 0 | 0 | 0 | 0 | 0 | 0 | 0 |  | 0 |  | No | 45 | 9308.25 | 2792.475 | 1773 | 531.9 | 1773 | 531.9 | 0 | 35.3609 | 30.906 | 590898.9872 | 74.3679 | 35.4935 | 602146.7832 | 1193045.7703 | 9308.25 | 2792.475 | 1773 | 531.9 | 1773 | 531.9 | 0 | 0 | 0 | 0 | 0 | 220308.5196 | 3.4112 | 0 | 0 | 0 | 220308.5196 | 762990.4965 | 4946.2137 | 0 | 767936.7101 | 28122.5282 | 0.51726 | 0 | 11412.0031 | 3.3926 | 38716.7551 |  |  |  |  | 5389.4768 | 1026.567 | 1026.567 |  | 2874.3876 | 547.5024 | 547.5024 |  | 8263.8643 | 0 | 8263.8643 | 318925.489 | 0 | 38.5928 | 318925.489 | 318925.489 | 0 | 0 | 0 | 318925.489 | 0 | 0
2012Q1 | 2012 | 2012-03-01 | 2012 | 3 |  | 2012-03-01 | 2012-03-31 | 7.15% | 0.42002 |  |  | 0 | 0 | 0 | 0 | 0 | 0 | 0 | 0 | 0 | 0 | 0 | 0 | 0% | 0% | 0% | 0% | 0% | 0% | 0% | 0% | 0% | 0% | 0% | 0% | 0% | 0% | 0% | 0% | 0% | 0% | 0% | 0% | 0% | 0% | 0% | 0% | 0 | 22 | 5 | 4 | 0 | 31 | 1.5% | 15602.4 | 3546 | 2836.8 |  | 1 | 1 | 1 | 1 | 3120.48 | 709.2 | 567.36 |  | 1 | 1 | 1 | 1 | 21985.2 | 21985.2 | 4397.04 | 4397.04 | 12.2108 | 0 | 0 | 0 | 0 | 0 | 0 | 0 | 0 | 0 | 0 | 0 | 0 | 0 | 0 | 0 | 0 | 0 | 0 | 0% | 0% | 0% | 0% | 0% | 0% | 0% | 0% | 7721.5566 | 0 | 0 | 0 | 0 | 0 | 0 | 0% | 0 | 0 | 0 | 0 | 0 | 0 | 0% | 0% | 0% | 0% | 0% | 0% | 0 | 0 | 0 | 0 | 0 | 0 | 0 | 0 | 0 | 0 | 0 | 0 | 0 | 0 | 0 | 0 | 0 | 0 | 0 | 0 | 0 | 0 | 0 | 0 | 0 | 0 | 0 | 0 | 0 | 0 |  | 0 |  | No | 45 | 9751.5 | 2925.45 | 2216.25 | 664.875 | 1773 | 531.9 | 0 | 35.3609 | 30.906 | 631650.6415 | 74.3679 | 35.4935 | 643674.1475 | 1275324.789 | 9751.5 | 2925.45 | 2216.25 | 664.875 | 1773 | 531.9 | 0 | 0 | 0 | 0 | 0 | 235541.9543 | 3.2282 | 0 | 0 | 0 | 235541.9543 | 772656.0166 | 5003.761 | 0 | 777659.7776 | 30062.0129 | 0.51734 | 0 | 12199.0378 | 3.3926 | 41386.8761 |  |  |  |  | 5646.1185 | 1283.2088 | 1026.567 |  | 3011.2632 | 684.378 | 547.5024 |  | 8657.3817 | 0 | 8657.3817 | 324504.9307 | 0 | 37.483 | 324504.9307 | 324504.9307 | 0 | 0 | 0 | 324504.9307 | 0 | 0
2012Q2 | 2012 | 2012-04-01 | 2012 | 4 |  | 2012-04-01 | 2012-04-30 | 7.15% | 0.41761 |  |  | 0 | 0 | 0 | 0 | 0 | 0 | 0 | 0 | 0 | 0 | 0 | 0 | 0% | 0% | 0% | 0% | 0% | 0% | 0% | 0% | 0% | 0% | 0% | 0% | 0% | 0% | 0% | 0% | 0% | 0% | 0% | 0% | 0% | 0% | 0% | 0% | 0 | 21 | 4 | 5 | 0 | 30 | 1.5% | 14893.2 | 2836.8 | 3546 |  | 1 | 1 | 1 | 1 | 2978.64 | 567.36 | 709.2 |  | 1 | 1 | 1 | 1 | 21276 | 21276 | 4255.2 | 4255.2 | 12.2957 | 0 | 0 | 0 | 0 | 0 | 0 | 0 | 0 | 0 | 0 | 0 | 0 | 0 | 0 | 0 | 0 | 0 | 0 | 0% | 0% | 0% | 0% | 0% | 0% | 0% | 0% | 7722.8595 | 0 | 0 | 0 | 0 | 0 | 0 | 0% | 0 | 0 | 0 | 0 | 0 | 0 | 0% | 0% | 0% | 0% | 0% | 0% | 0 | 0 | 0 | 0 | 0 | 0 | 0 | 0 | 0 | 0 | 0 | 0 | 0 | 0 | 0 | 0 | 0 | 0 | 0 | 0 | 0 | 0 | 0 | 0 | 0 | 0 | 0 | 0 | 0 | 0 |  | 0 |  | No | 45 | 9308.25 | 2792.475 | 1773 | 531.9 | 2216.25 | 664.875 | 0 | 35.3609 | 30.906 | 611274.8143 | 74.3679 | 35.4935 | 622910.4653 | 1234185.2797 | 9308.25 | 2792.475 | 1773 | 531.9 | 2216.25 | 664.875 | 0 | 0 | 0 | 0 | 0 | 227982.2883 | 3.1314 | 0 | 0 | 0 | 227982.2883 | 725777.8729 | 4697.0754 | 0 | 730474.9483 | 29092.2705 | 0.51743 | 0 | 11805.5205 | 3.3926 | 40051.8156 |  |  |  |  | 5389.4768 | 1026.567 | 1283.2088 |  | 2874.3876 | 547.5024 | 684.378 |  | 8263.8643 | 0 | 8263.8643 | 306200.5646 | 0 | 37.053 | 306200.5646 | 306200.5646 | 0 | 0 | 0 | 306200.5646 | 0 | 0
2012Q2 | 2012 | 2012-05-01 | 2012 | 5 | 2012-05-28 | 2012-05-01 | 2012-05-31 | 7.15% | 0.41512 |  |  | 0 | 0 | 0 | 0 | 0 | 0 | 0 | 0 | 0 | 0 | 0 | 0 | 0% | 0% | 0% | 0% | 0% | 0% | 0% | 0% | 0% | 0% | 0% | 0% | 0% | 0% | 0% | 0% | 0% | 0% | 0% | 0% | 0% | 0% | 0% | 0% | 0 | 22 | 4 | 4 | 1 | 31 | 1.5% | 15602.4 | 2836.8 | 3546 |  | 1 | 1 | 1 | 1 | 3120.48 | 567.36 | 709.2 |  | 1 | 1 | 1 | 1 | 21985.2 | 21985.2 | 4397.04 | 4397.04 | 12.3778 | 0 | 0 | 0 | 0 | 0 | 0 | 0 | 0 | 0 | 0 | 0 | 0 | 0 | 0 | 0 | 0 | 0 | 0 | 0% | 0% | 0% | 0% | 0% | 0% | 0% | 0% | 7724.1624 | 0 | 0 | 0 | 0 | 0 | 0 | 0% | 0 | 0 | 0 | 0 | 0 | 0 | 0% | 0% | 0% | 0% | 0% | 0% | 0 | 0 | 0 | 0 | 0 | 0 | 0 | 0 | 0 | 0 | 0 | 0 | 0 | 0 | 0 | 0 | 0 | 0 | 0 | 0 | 0 | 0 | 0 | 0 | 0 | 0 | 0 | 0 | 0 | 0 |  | 0 |  | No | 45 | 11701.8 | 0 | 2127.6 | 0 | 2659.5 | 0 | 0 | 36.2095 | 31.6477 | 597055.6217 | 76.1527 | 36.3453 | 1274796.8619 | 1871852.4836 | 11701.8 | 0 | 2127.6 | 0 | 2659.5 | 0 | 0 | 0 | 0 | 0 | 0 | 203780.7062 | 3.1078 | 0 | 0 | 0 | 203780.7062 | 643920.0634 | 4817.0399 | 0 | 648737.1033 | 26035.9731 | 0.51752 | 0 | 9547.0731 | 3.3926 | 32389.7291 |  |  |  |  | 3764.079 | 684.378 | 855.4725 |  | 3011.2632 | 547.5024 | 684.378 |  | 6775.3422 | 0 | 6775.3422 | 261421.7494 | 0 | 38.5843 | 261421.7494 | 261421.7494 | 0 | 0 | 0 | 261421.7494 | 0 | 0
2012Q2 | 2012 | 2012-06-01 | 2012 | 6 |  | 2012-06-01 | 2012-06-30 | 7.15% | 0.41274 |  |  | 0 | 0 | 0 | 0 | 0 | 0 | 0 | 0 | 0 | 0 | 0 | 0 | 0% | 0% | 0% | 0% | 0% | 0% | 0% | 0% | 0% | 0% | 0% | 0% | 0% | 0% | 0% | 0% | 0% | 0% | 0% | 0% | 0% | 0% | 0% | 0% | 0 | 21 | 5 | 4 | 0 | 30 | 1.5% | 14893.2 | 3546 | 2836.8 |  | 1 | 1 | 1 | 1 | 2978.64 | 709.2 | 567.36 |  | 1 | 1 | 1 | 1 | 21276 | 21276 | 4255.2 | 4255.2 | 12.4627 | 0 | 0 | 0 | 0 | 0 | 0 | 0 | 0 | 0 | 0 | 0 | 0 | 0 | 0 | 0 | 0 | 0 | 0 | 0% | 0% | 0% | 0% | 0% | 0% | 0% | 0% | 7725.4653 | 0 | 0 | 0 | 0 | 0 | 0 | 0% | 0 | 0 | 0 | 0 | 0 | 0 | 0% | 0% | 0% | 0% | 0% | 0% | 0 | 0 | 0 | 0 | 0 | 0 | 0 | 0 | 0 | 0 | 0 | 0 | 0 | 0 | 0 | 0 | 0 | 0 | 0 | 0 | 0 | 0 | 0 | 0 | 0 | 0 | 0 | 0 | 0 | 0 |  | 0 |  | No | 45 | 11169.9 | 0 | 2659.5 | 0 | 2127.6 | 0 | 0 | 36.2095 | 31.6477 | 577795.7629 | 76.1527 | 36.3453 | 1233674.3825 | 1811470.1454 | 11169.9 | 0 | 2659.5 | 0 | 2127.6 | 0 | 0 | 0 | 0 | 0 | 0 | 197240.3992 | 3.1453 | 0 | 0 | 0 | 197240.3992 | 630657.9709 | 4717.9615 | 0 | 635375.9324 | 25196.103 | 0.51761 | 0 | 9239.103 | 3.3926 | 31344.8992 |  |  |  |  | 3592.9845 | 855.4725 | 684.378 |  | 2874.3876 | 684.378 | 547.5024 |  | 7151.7501 | 0 | 7151.7501 | 268724.5976 | 0 | 37.5747 | 268724.5976 | 268724.5976 | 0 | 0 | 0 | 268724.5976 | 0 | 0
2012Q3 | 2012 | 2012-07-01 | 2012 | 7 | 2012-07-04 | 2012-07-01 | 2012-07-31 | 7.15% | 0.41028 |  |  | 0 | 0 | 0 | 0 | 0 | 0 | 0 | 0 | 0 | 0 | 0 | 0 | 0% | 0% | 0% | 0% | 0% | 0% | 0% | 0% | 0% | 0% | 0% | 0% | 0% | 0% | 0% | 0% | 0% | 0% | 0% | 0% | 0% | 0% | 0% | 0% | 0 | 21 | 4 | 5 | 1 | 31 | 1.5% | 14893.2 | 2836.8 | 4255.2 |  | 1 | 1 | 1 | 1 | 2978.64 | 567.36 | 851.04 |  | 1 | 1 | 1 | 1 | 21985.2 | 21985.2 | 4397.04 | 4397.04 | 12.5448 | 0 | 0 | 0 | 0 | 0 | 0 | 0 | 0 | 0 | 0 | 0 | 0 | 0 | 0 | 0 | 0 | 0 | 0 | 0% | 0% | 0% | 0% | 0% | 0% | 0% | 0% | 7726.7682 | 0 | 0 | 0 | 0 | 0 | 0 | 0% | 0 | 0 | 0 | 0 | 0 | 0 | 0% | 0% | 0% | 0% | 0% | 0% | 0 | 0 | 0 | 0 | 0 | 0 | 0 | 0 | 0 | 0 | 0 | 0 | 0 | 0 | 0 | 0 | 0 | 0 | 0 | 0 | 0 | 0 | 0 | 0 | 0 | 0 | 0 | 0 | 0 | 0 |  | 0 |  | No | 45 | 11169.9 | 0 | 2127.6 | 0 | 3191.4 | 0 | 0 | 36.2095 | 31.6477 | 597055.6217 | 76.1527 | 36.3453 | 1274796.8619 | 1871852.4836 | 11169.9 | 0 | 2127.6 | 0 | 3191.4 | 0 | 0 | 0 | 0 | 0 | 0 | 203849.452 | 3.2312 | 0 | 0 | 0 | 203849.452 | 669291.2212 | 5008.3016 | 0 | 674299.5228 | 26035.9731 | 0.51769 | 0 | 9547.0731 | 3.3926 | 32389.7291 |  |  |  |  | 3592.9845 | 684.378 | 1026.567 |  | 2874.3876 | 547.5024 | 821.2536 |  | 8520.5061 | 0 | 8520.5061 | 417437.6569 | 0 | 48.9921 | 417437.6569 | 417437.6569 | 0 | 0 | 0 | 417437.6569 | 0 | 0
2012Q3 | 2012 | 2012-08-01 | 2012 | 8 |  | 2012-08-01 | 2012-08-31 | 7.15% | 0.40784 |  |  | 0 | 0 | 0 | 0 | 0 | 0 | 0 | 0 | 0 | 0 | 0 | 0 | 0% | 0% | 0% | 0% | 0% | 0% | 0% | 0% | 0% | 0% | 0% | 0% | 0% | 0% | 0% | 0% | 0% | 0% | 0% | 0% | 0% | 0% | 0% | 0% | 0 | 23 | 4 | 4 | 0 | 31 | 1.5% | 16311.6 | 2836.8 | 2836.8 |  | 1 | 1 | 1 | 1 | 3262.32 | 567.36 | 567.36 |  | 1 | 1 | 1 | 1 | 21985.2 | 21985.2 | 4397.04 | 4397.04 | 12.6297 | 0 | 0 | 0 | 0 | 0 | 0 | 0 | 0 | 0 | 0 | 0 | 0 | 0 | 0 | 0 | 0 | 0 | 0 | 0% | 0% | 0% | 0% | 0% | 0% | 0% | 0% | 7728.071 | 0 | 0 | 0 | 0 | 0 | 0 | 0% | 0 | 0 | 0 | 0 | 0 | 0 | 0% | 0% | 0% | 0% | 0% | 0% | 0 | 0 | 0 | 0 | 0 | 0 | 0 | 0 | 0 | 0 | 0 | 0 | 0 | 0 | 0 | 0 | 0 | 0 | 0 | 0 | 0 | 0 | 0 | 0 | 0 | 0 | 0 | 0 | 0 | 0 |  | 0 |  | No | 45 | 12233.7 | 0 | 2127.6 | 0 | 2127.6 | 0 | 0 | 36.2095 | 31.6477 | 597055.6217 | 76.1527 | 36.3453 | 1274796.8619 | 1871852.4836 | 12233.7 | 0 | 2127.6 | 0 | 2127.6 | 0 | 0 | 0 | 0 | 0 | 0 | 203883.8249 | 3.3531 | 0 | 0 | 0 | 203883.8249 | 694263.91 | 5197.2952 | 0 | 699461.2052 | 26035.9731 | 0.51778 | 0 | 9547.0731 | 3.3926 | 32389.7291 |  |  |  |  | 3935.1735 | 684.378 | 684.378 |  | 3148.1388 | 547.5024 | 547.5024 |  | 9547.0731 | 0 | 9547.0731 | 589761.1613 | 0 | 61.774 | 589761.1613 | 589761.1613 | 0 | 0 | 0 | 589761.1613 | 0 | 0
2012Q3 | 2012 | 2012-09-01 | 2012 | 9 | 2012-09-03 | 2012-09-01 | 2012-09-30 | 7.15% | 0.4055 |  |  | 0 | 0 | 0 | 0 | 0 | 0 | 0 | 0 | 0 | 0 | 0 | 0 | 0% | 0% | 0% | 0% | 0% | 0% | 0% | 0% | 0% | 0% | 0% | 0% | 0% | 0% | 0% | 0% | 0% | 0% | 0% | 0% | 0% | 0% | 0% | 0% | 0 | 19 | 5 | 5 | 1 | 30 | 1.5% | 13474.8 | 3546 | 4255.2 |  | 1 | 1 | 1 | 1 | 2694.96 | 709.2 | 851.04 |  | 1 | 1 | 1 | 1 | 21276 | 21276 | 4255.2 | 4255.2 | 12.7146 | 0 | 0 | 0 | 0 | 0 | 0 | 0 | 0 | 0 | 0 | 0 | 0 | 0 | 0 | 0 | 0 | 0 | 0 | 0% | 0% | 0% | 0% | 0% | 0% | 0% | 0% | 7729.3739 | 0 | 0 | 0 | 0 | 0 | 0 | 0% | 0 | 0 | 0 | 0 | 0 | 0 | 0% | 0% | 0% | 0% | 0% | 0% | 0 | 0 | 0 | 0 | 0 | 0 | 0 | 0 | 0 | 0 | 0 | 0 | 0 | 0 | 0 | 0 | 0 | 0 | 0 | 0 | 0 | 0 | 0 | 0 | 0 | 0 | 0 | 0 | 0 | 0 |  | 0 |  | No | 45 | 10106.1 | 0 | 2659.5 | 0 | 3191.4 | 0 | 0 | 36.2095 | 31.6477 | 577795.7629 | 76.1527 | 36.3453 | 1233674.3825 | 1811470.1454 | 10106.1 | 0 | 2659.5 | 0 | 3191.4 | 0 | 0 | 0 | 0 | 0 | 0 | 197340.1914 | 3.4983 | 0 | 0 | 0 | 197340.1914 | 700629.6937 | 5247.3974 | 0 | 705877.0911 | 25196.103 | 0.51787 | 0 | 9239.103 | 3.3926 | 31344.8992 |  |  |  |  | 3250.7955 | 855.4725 | 1026.567 |  | 2600.6364 | 684.378 | 821.2536 |  | 8212.536 | 0 | 8212.536 | 439596.4341 | 0 | 53.5275 | 439596.4341 | 439596.4341 | 0 | 0 | 0 | 439596.4341 | 0 | 0
2012Q4 | 2012 | 2012-10-01 | 2012 | 10 |  | 2012-10-01 | 2012-10-31 | 7.15% | 0.40309 |  |  | 0 | 0 | 0 | 0 | 0 | 0 | 0 | 0 | 0 | 0 | 0 | 0 | 0% | 0% | 0% | 0% | 0% | 0% | 0% | 0% | 0% | 0% | 0% | 0% | 0% | 0% | 0% | 0% | 0% | 0% | 0% | 0% | 0% | 0% | 0% | 0% | 0 | 23 | 4 | 4 | 0 | 31 | 1.5% | 16311.6 | 2836.8 | 2836.8 |  | 1 | 1 | 1 | 1 | 3262.32 | 567.36 | 567.36 |  | 1 | 1 | 1 | 1 | 21985.2 | 21985.2 | 4397.04 | 4397.04 | 12.7967 | 0 | 0 | 0 | 0 | 0 | 0 | 0 | 0 | 0 | 0 | 0 | 0 | 0 | 0 | 0 | 0 | 0 | 0 | 0% | 0% | 0% | 0% | 0% | 0% | 0% | 0% | 7730.6768 | 0 | 0 | 0 | 0 | 0 | 0 | 0% | 0 | 0 | 0 | 0 | 0 | 0 | 0% | 0% | 0% | 0% | 0% | 0% | 0 | 0 | 0 | 0 | 0 | 0 | 0 | 0 | 0 | 0 | 0 | 0 | 0 | 0 | 0 | 0 | 0 | 0 | 0 | 0 | 0 | 0 | 0 | 0 | 0 | 0 | 0 | 0 | 0 | 0 |  | 0 |  | No | 45 | 10194.75 | 3058.425 | 1773 | 531.9 | 1773 | 531.9 | 0 | 36.2095 | 31.6477 | 646810.2569 | 76.1527 | 36.3453 | 659122.3271 | 1305932.5839 | 10194.75 | 3058.425 | 1773 | 531.9 | 1773 | 531.9 | 0 | 0 | 0 | 0 | 0 | 235820.1599 | 3.6537 | 0 | 0 | 0 | 235820.1599 | 873908.4272 | 5663.275 | 0 | 879571.7021 | 30062.0128 | 0.51796 | 0 | 12199.0378 | 3.3926 | 41386.8761 |  |  |  |  | 5902.7603 | 1026.567 | 1026.567 |  | 3148.1388 | 547.5024 | 547.5024 |  | 9050.899 | 0 | 9050.899 | 453978.2552 | 0 | 50.1584 | 453978.2552 | 453978.2552 | 0 | 0 | 0 | 453978.2552 | 0 | 0
2012Q4 | 2012 | 2012-11-01 | 2012 | 11 | 2012-11-22 | 2012-11-01 | 2012-11-30 | 7.15% | 0.40077 |  |  | 0 | 0 | 0 | 0 | 0 | 0 | 0 | 0 | 0 | 0 | 0 | 0 | 0% | 0% | 0% | 0% | 0% | 0% | 0% | 0% | 0% | 0% | 0% | 0% | 0% | 0% | 0% | 0% | 0% | 0% | 0% | 0% | 0% | 0% | 0% | 0% | 0 | 21 | 4 | 4 | 1 | 30 | 1.5% | 14893.2 | 2836.8 | 3546 |  | 1 | 1 | 1 | 1 | 2978.64 | 567.36 | 709.2 |  | 1 | 1 | 1 | 1 | 21276 | 21276 | 4255.2 | 4255.2 | 12.8816 | 0 | 0 | 0 | 0 | 0 | 0 | 0 | 0 | 0 | 0 | 0 | 0 | 0 | 0 | 0 | 0 | 0 | 0 | 0% | 0% | 0% | 0% | 0% | 0% | 0% | 0% | 7731.9797 | 0 | 0 | 0 | 0 | 0 | 0 | 0% | 0 | 0 | 0 | 0 | 0 | 0 | 0% | 0% | 0% | 0% | 0% | 0% | 0 | 0 | 0 | 0 | 0 | 0 | 0 | 0 | 0 | 0 | 0 | 0 | 0 | 0 | 0 | 0 | 0 | 0 | 0 | 0 | 0 | 0 | 0 | 0 | 0 | 0 | 0 | 0 | 0 | 0 |  | 0 |  | No | 45 | 9308.25 | 2792.475 | 1773 | 531.9 | 2216.25 | 664.875 | 0 | 36.2095 | 31.6477 | 625945.4099 | 76.1527 | 36.3453 | 637860.3165 | 1263805.7264 | 9308.25 | 2792.475 | 1773 | 531.9 | 2216.25 | 664.875 | 0 | 0 | 0 | 0 | 0 | 228251.5195 | 3.807 | 0 | 0 | 0 | 228251.5195 | 880851.3119 | 5710.5386 | 0 | 886561.8505 | 29092.2705 | 0.51804 | 0 | 11805.5205 | 3.3926 | 40051.8156 |  |  |  |  | 5389.4768 | 1026.567 | 1283.2088 |  | 2874.3876 | 547.5024 | 684.378 |  | 8263.8643 | 0 | 8263.8643 | 432247.4577 | 0 | 52.3057 | 432247.4577 | 432247.4577 | 0 | 0 | 0 | 432247.4577 | 0 | 0
2012Q4 | 2012 | 2012-12-01 | 2012 | 12 | 2012-12-25 | 2012-12-01 | 2012-12-31 | 7.15% | 0.39838 |  |  | 0 | 0 | 0 | 0 | 0 | 0 | 0 | 0 | 0 | 0 | 0 | 0 | 0% | 0% | 0% | 0% | 0% | 0% | 0% | 0% | 0% | 0% | 0% | 0% | 0% | 0% | 0% | 0% | 0% | 0% | 0% | 0% | 0% | 0% | 0% | 0% | 0 | 20 | 5 | 5 | 1 | 31 | 1.5% | 14184 | 3546 | 4255.2 |  | 1 | 1 | 1 | 1 | 2836.8 | 709.2 | 851.04 |  | 1 | 1 | 1 | 1 | 21985.2 | 21985.2 | 4397.04 | 4397.04 | 12.9637 | 0 | 0 | 0 | 0 | 0 | 0 | 0 | 0 | 0 | 0 | 0 | 0 | 0 | 0 | 0 | 0 | 0 | 0 | 0% | 0% | 0% | 0% | 0% | 0% | 0% | 0% | 7733.2826 | 0 | 0 | 0 | 0 | 0 | 0 | 0% | 0 | 0 | 0 | 0 | 0 | 0 | 0% | 0% | 0% | 0% | 0% | 0% | 0 | 0 | 0 | 0 | 0 | 0 | 0 | 0 | 0 | 0 | 0 | 0 | 0 | 0 | 0 | 0 | 0 | 0 | 0 | 0 | 0 | 0 | 0 | 0 | 0 | 0 | 0 | 0 | 0 | 0 |  | 0 |  | No | 45 | 8865 | 2659.5 | 2216.25 | 664.875 | 2659.5 | 797.85 | 0 | 36.2095 | 31.6477 | 646810.2569 | 76.1527 | 36.3453 | 659122.3271 | 1305932.5839 | 8865 | 2659.5 | 2216.25 | 664.875 | 2659.5 | 797.85 | 0 | 0 | 0 | 0 | 0 | 235899.6472 | 3.969 | 0 | 0 | 0 | 235899.6472 | 948566.1528 | 6151.8848 | 0 | 954718.0376 | 30062.0128 | 0.51813 | 0 | 12199.0379 | 3.3926 | 41386.8761 |  |  |  |  | 5132.835 | 1283.2088 | 1539.8505 |  | 2737.512 | 684.378 | 821.2536 |  | 7870.347 | 0 | 7870.347 | 380546.9264 | 0 | 48.352 | 380546.9264 | 380546.9264 | 0 | 0 | 0 | 380546.9264 | 0 | 0
2013Q1 | 2013 | 2013-01-01 | 2013 | 1 | 2013-01-01 | 2013-01-01 | 2013-01-31 | 7.15% | 0.39602 |  |  | 0 | 0 | 0 | 0 | 0 | 0 | 0 | 0 | 0 | 0 | 0 | 0 | 0% | 0% | 0% | 0% | 0% | 0% | 0% | 0% | 0% | 0% | 0% | 0% | 0% | 0% | 0% | 0% | 0% | 0% | 0% | 0% | 0% | 0% | 0% | 0% | 0 | 22 | 4 | 4 | 1 | 31 | 1.5% | 15602.4 | 2836.8 | 3546 |  | 1 | 1 | 1 | 1 | 3120.48 | 567.36 | 709.2 |  | 1 | 1 | 1 | 1 | 21985.2 | 21985.2 | 4397.04 | 4397.04 | 13.0486 | 0 | 0 | 0 | 0 | 0 | 0 | 0 | 0 | 0 | 0 | 0 | 0 | 0 | 0 | 0 | 0 | 0 | 0 | 0% | 0% | 0% | 0% | 0% | 0% | 0% | 0% | 7734.5854 | 0 | 0 | 0 | 0 | 0 | 0 | 0% | 0 | 0 | 0 | 0 | 0 | 0 | 0% | 0% | 0% | 0% | 0% | 0% | 0 | 0 | 0 | 0 | 0 | 0 | 0 | 0 | 0 | 0 | 0 | 0 | 0 | 0 | 0 | 0 | 0 | 0 | 0 | 0 | 0 | 0 | 0 | 0 | 0 | 0 | 0 | 0 | 0 | 0 |  | 0 |  | No | 45 | 9751.5 | 2925.45 | 1773 | 531.9 | 2216.25 | 664.875 | 0 | 36.2095 | 31.6477 | 646810.2569 | 76.1527 | 36.3453 | 659122.3271 | 1305932.5839 | 9751.5 | 2925.45 | 1773 | 531.9 | 2216.25 | 664.875 | 0 | 0 | 0 | 0 | 0 | 235939.3908 | 3.7739 | 0 | 0 | 0 | 235939.3908 | 902704.3123 | 5849.5463 | 0 | 908553.8586 | 30062.0129 | 0.51822 | 0 | 12199.0378 | 3.4944 | 42628.4824 |  |  |  |  | 5646.1185 | 1026.567 | 1283.2088 |  | 3011.2632 | 547.5024 | 684.378 |  | 8657.3817 | 0 | 8657.3817 | 428351.5442 | 0 | 49.4782 | 428351.5442 | 428351.5442 | 0 | 0 | 0 | 428351.5442 | 0 | 0
2013Q1 | 2013 | 2013-02-01 | 2013 | 2 |  | 2013-02-01 | 2013-02-28 | 7.15% | 0.39389 |  |  | 0 | 0 | 0 | 0 | 0 | 0 | 0 | 0 | 0 | 0 | 0 | 0 | 0% | 0% | 0% | 0% | 0% | 0% | 0% | 0% | 0% | 0% | 0% | 0% | 0% | 0% | 0% | 0% | 0% | 0% | 0% | 0% | 0% | 0% | 0% | 0% | 0 | 20 | 4 | 4 | 0 | 28 | 1.5% | 14184 | 2836.8 | 2836.8 |  | 1 | 1 | 1 | 1 | 2836.8 | 567.36 | 567.36 |  | 1 | 1 | 1 | 1 | 19857.6 | 19857.6 | 3971.52 | 3971.52 | 13.1335 | 0 | 0 | 0 | 0 | 0 | 0 | 0 | 0 | 0 | 0 | 0 | 0 | 0 | 0 | 0 | 0 | 0 | 0 | 0% | 0% | 0% | 0% | 0% | 0% | 0% | 0% | 7735.8883 | 0 | 0 | 0 | 0 | 0 | 0 | 0% | 0 | 0 | 0 | 0 | 0 | 0 | 0% | 0% | 0% | 0% | 0% | 0% | 0 | 0 | 0 | 0 | 0 | 0 | 0 | 0 | 0 | 0 | 0 | 0 | 0 | 0 | 0 | 0 | 0 | 0 | 0 | 0 | 0 | 0 | 0 | 0 | 0 | 0 | 0 | 0 | 0 | 0 |  | 0 |  | No | 45 | 8865 | 2659.5 | 1773 | 531.9 | 1773 | 531.9 | 0 | 36.2095 | 31.6477 | 584215.7159 | 76.1527 | 36.3453 | 595336.2954 | 1179552.0113 | 8865 | 2659.5 | 1773 | 531.9 | 1773 | 531.9 | 0 | 0 | 0 | 0 | 0 | 213142.4441 | 3.4856 | 0 | 0 | 0 | 213142.4441 | 754042.5227 | 4879.8958 | 0 | 758922.4185 | 27152.7858 | 0.5183 | 0 | 11018.4858 | 3.4944 | 38503.1454 |  |  |  |  | 5132.835 | 1026.567 | 1026.567 |  | 2737.512 | 547.5024 | 547.5024 |  | 7870.347 | 0 | 7870.347 | 319287.2517 | 0 | 40.5684 | 319287.2517 | 319287.2517 | 0 | 0 | 0 | 319287.2517 | 0 | 0
2013Q1 | 2013 | 2013-03-01 | 2013 | 3 |  | 2013-03-01 | 2013-03-31 | 7.15% | 0.39155 |  |  | 0 | 0 | 0 | 0 | 0 | 0 | 0 | 0 | 0 | 0 | 0 | 0 | 0% | 0% | 0% | 0% | 0% | 0% | 0% | 0% | 0% | 0% | 0% | 0% | 0% | 0% | 0% | 0% | 0% | 0% | 0% | 0% | 0% | 0% | 0% | 0% | 0 | 21 | 5 | 5 | 0 | 31 | 1.5% | 14893.2 | 3546 | 3546 |  | 1 | 1 | 1 | 1 | 2978.64 | 709.2 | 709.2 |  | 1 | 1 | 1 | 1 | 21985.2 | 21985.2 | 4397.04 | 4397.04 | 13.2101 | 0 | 0 | 0 | 0 | 0 | 0 | 0 | 0 | 0 | 0 | 0 | 0 | 0 | 0 | 0 | 0 | 0 | 0 | 0% | 0% | 0% | 0% | 0% | 0% | 0% | 0% | 7737.1912 | 0 | 0 | 0 | 0 | 0 | 0 | 0% | 0 | 0 | 0 | 0 | 0 | 0 | 0% | 0% | 0% | 0% | 0% | 0% | 0 | 0 | 0 | 0 | 0 | 0 | 0 | 0 | 0 | 0 | 0 | 0 | 0 | 0 | 0 | 0 | 0 | 0 | 0 | 0 | 0 | 0 | 0 | 0 | 0 | 0 | 0 | 0 | 0 | 0 |  | 0 |  | No | 45 | 9308.25 | 2792.475 | 2216.25 | 664.875 | 2216.25 | 664.875 | 0 | 36.2095 | 31.6477 | 646810.2569 | 76.1527 | 36.3453 | 659122.3271 | 1305932.5839 | 9308.25 | 2792.475 | 2216.25 | 664.875 | 2216.25 | 664.875 | 0 | 0 | 0 | 0 | 0 | 236018.8782 | 3.2985 | 0 | 0 | 0 | 236018.8782 | 790809.2716 | 5112.704 | 0 | 795921.9756 | 30062.0129 | 0.51839 | 0 | 12199.0379 | 3.4944 | 42628.4824 |  |  |  |  | 5389.4768 | 1283.2088 | 1283.2088 |  | 2874.3876 | 684.378 | 684.378 |  | 8263.8643 | 0 | 8263.8643 | 312026.7714 | 0 | 37.758 | 312026.7714 | 312026.7714 | 0 | 0 | 0 | 312026.7714 | 0 | 0
2013Q2 | 2013 | 2013-04-01 | 2013 | 4 |  | 2013-04-01 | 2013-04-30 | 7.15% | 0.38929 |  |  | 0 | 0 | 0 | 0 | 0 | 0 | 0 | 0 | 0 | 0 | 0 | 0 | 0% | 0% | 0% | 0% | 0% | 0% | 0% | 0% | 0% | 0% | 0% | 0% | 0% | 0% | 0% | 0% | 0% | 0% | 0% | 0% | 0% | 0% | 0% | 0% | 0 | 22 | 4 | 4 | 0 | 30 | 1.5% | 15602.4 | 2836.8 | 2836.8 |  | 1 | 1 | 1 | 1 | 3120.48 | 567.36 | 567.36 |  | 1 | 1 | 1 | 1 | 21276 | 21276 | 4255.2 | 4255.2 | 13.295 | 0 | 0 | 0 | 0 | 0 | 0 | 0 | 0 | 0 | 0 | 0 | 0 | 0 | 0 | 0 | 0 | 0 | 0 | 0% | 0% | 0% | 0% | 0% | 0% | 0% | 0% | 7738.4941 | 0 | 0 | 0 | 0 | 0 | 0 | 0% | 0 | 0 | 0 | 0 | 0 | 0 | 0% | 0% | 0% | 0% | 0% | 0% | 0 | 0 | 0 | 0 | 0 | 0 | 0 | 0 | 0 | 0 | 0 | 0 | 0 | 0 | 0 | 0 | 0 | 0 | 0 | 0 | 0 | 0 | 0 | 0 | 0 | 0 | 0 | 0 | 0 | 0 |  | 0 |  | No | 45 | 9751.5 | 2925.45 | 1773 | 531.9 | 1773 | 531.9 | 0 | 36.2095 | 31.6477 | 625945.4099 | 76.1527 | 36.3453 | 637860.3165 | 1263805.7264 | 9751.5 | 2925.45 | 1773 | 531.9 | 1773 | 531.9 | 0 | 0 | 0 | 0 | 0 | 228443.8276 | 3.1996 | 0 | 0 | 0 | 228443.8276 | 742821.8401 | 4799.3412 | 0 | 747621.1813 | 29092.2705 | 0.51848 | 0 | 11805.5205 | 3.4944 | 41253.3701 |  |  |  |  | 5646.1185 | 1026.567 | 1026.567 |  | 3011.2632 | 547.5024 | 547.5024 |  | 8657.3817 | 0 | 8657.3817 | 326298.6487 | 0 | 37.6902 | 326298.6487 | 326298.6487 | 0 | 0 | 0 | 326298.6487 | 0 | 0
2013Q2 | 2013 | 2013-05-01 | 2013 | 5 | 2013-05-27 | 2013-05-01 | 2013-05-31 | 7.15% | 0.38698 |  |  | 0 | 0 | 0 | 0 | 0 | 0 | 0 | 0 | 0 | 0 | 0 | 0 | 0% | 0% | 0% | 0% | 0% | 0% | 0% | 0% | 0% | 0% | 0% | 0% | 0% | 0% | 0% | 0% | 0% | 0% | 0% | 0% | 0% | 0% | 0% | 0% | 0 | 22 | 4 | 4 | 1 | 31 | 1.5% | 15602.4 | 2836.8 | 3546 |  | 1 | 1 | 1 | 1 | 3120.48 | 567.36 | 709.2 |  | 1 | 1 | 1 | 1 | 21985.2 | 21985.2 | 4397.04 | 4397.04 | 13.3771 | 0 | 0 | 0 | 0 | 0 | 0 | 0 | 0 | 0 | 0 | 0 | 0 | 0 | 0 | 0 | 0 | 0 | 0 | 0% | 0% | 0% | 0% | 0% | 0% | 0% | 0% | 7739.797 | 0 | 0 | 0 | 0 | 0 | 0 | 0% | 0 | 0 | 0 | 0 | 0 | 0 | 0% | 0% | 0% | 0% | 0% | 0% | 0 | 0 | 0 | 0 | 0 | 0 | 0 | 0 | 0 | 0 | 0 | 0 | 0 | 0 | 0 | 0 | 0 | 0 | 0 | 0 | 0 | 0 | 0 | 0 | 0 | 0 | 0 | 0 | 0 | 0 |  | 0 |  | No | 45 | 11701.8 | 0 | 2127.6 | 0 | 2659.5 | 0 | 0 | 37.0786 | 32.4073 | 611384.9566 | 77.9804 | 37.2176 | 1305391.9866 | 1916776.9432 | 11701.8 | 0 | 2127.6 | 0 | 2659.5 | 0 | 0 | 0 | 0 | 0 | 0 | 204193.1809 | 3.1754 | 0 | 0 | 0 | 204193.1809 | 659039.7616 | 4921.9176 | 0 | 663961.6792 | 26035.9731 | 0.51857 | 0 | 9547.0731 | 3.4944 | 33361.421 |  |  |  |  | 3764.079 | 684.378 | 855.4725 |  | 3011.2632 | 547.5024 | 684.378 |  | 6775.3422 | 0 | 6775.3422 | 266004.2915 | 0 | 39.2606 | 266004.2915 | 266004.2915 | 0 | 0 | 0 | 266004.2915 | 0 | 0
2013Q2 | 2013 | 2013-06-01 | 2013 | 6 |  | 2013-06-01 | 2013-06-30 | 7.15% | 0.38475 |  |  | 0 | 0 | 0 | 0 | 0 | 0 | 0 | 0 | 0 | 0 | 0 | 0 | 0% | 0% | 0% | 0% | 0% | 0% | 0% | 0% | 0% | 0% | 0% | 0% | 0% | 0% | 0% | 0% | 0% | 0% | 0% | 0% | 0% | 0% | 0% | 0% | 0 | 20 | 5 | 5 | 0 | 30 | 1.5% | 14184 | 3546 | 3546 |  | 1 | 1 | 1 | 1 | 2836.8 | 709.2 | 709.2 |  | 1 | 1 | 1 | 1 | 21276 | 21276 | 4255.2 | 4255.2 | 13.462 | 0 | 0 | 0 | 0 | 0 | 0 | 0 | 0 | 0 | 0 | 0 | 0 | 0 | 0 | 0 | 0 | 0 | 0 | 0% | 0% | 0% | 0% | 0% | 0% | 0% | 0% | 7741.0998 | 0 | 0 | 0 | 0 | 0 | 0 | 0% | 0 | 0 | 0 | 0 | 0 | 0 | 0% | 0% | 0% | 0% | 0% | 0% | 0 | 0 | 0 | 0 | 0 | 0 | 0 | 0 | 0 | 0 | 0 | 0 | 0 | 0 | 0 | 0 | 0 | 0 | 0 | 0 | 0 | 0 | 0 | 0 | 0 | 0 | 0 | 0 | 0 | 0 |  | 0 |  | No | 45 | 10638 | 0 | 2659.5 | 0 | 2659.5 | 0 | 0 | 37.0786 | 32.4073 | 591662.8613 | 77.9804 | 37.2176 | 1263282.5676 | 1854945.4289 | 10638 | 0 | 2659.5 | 0 | 2659.5 | 0 | 0 | 0 | 0 | 0 | 0 | 197639.5682 | 3.2138 | 0 | 0 | 0 | 197639.5682 | 645468.7093 | 4820.6821 | 0 | 650289.3914 | 25196.103 | 0.51865 | 0 | 9239.103 | 3.4944 | 32285.2461 |  |  |  |  | 3421.89 | 855.4725 | 855.4725 |  | 2737.512 | 684.378 | 684.378 |  | 6159.402 | 0 | 6159.402 | 242897.5422 | 0 | 39.4352 | 242897.5422 | 242897.5422 | 0 | 0 | 0 | 242897.5422 | 0 | 0
2013Q3 | 2013 | 2013-07-01 | 2013 | 7 | 2013-07-04 | 2013-07-01 | 2013-07-31 | 7.15% | 0.38247 |  |  | 0 | 0 | 0 | 0 | 0 | 0 | 0 | 0 | 0 | 0 | 0 | 0 | 0% | 0% | 0% | 0% | 0% | 0% | 0% | 0% | 0% | 0% | 0% | 0% | 0% | 0% | 0% | 0% | 0% | 0% | 0% | 0% | 0% | 0% | 0% | 0% | 0 | 22 | 4 | 4 | 1 | 31 | 1.5% | 15602.4 | 2836.8 | 3546 |  | 1 | 1 | 1 | 1 | 3120.48 | 567.36 | 709.2 |  | 1 | 1 | 1 | 1 | 21985.2 | 21985.2 | 4397.04 | 4397.04 | 13.5441 | 0 | 0 | 0 | 0 | 0 | 0 | 0 | 0 | 0 | 0 | 0 | 0 | 0 | 0 | 0 | 0 | 0 | 0 | 0% | 0% | 0% | 0% | 0% | 0% | 0% | 0% | 7742.4027 | 0 | 0 | 0 | 0 | 0 | 0 | 0% | 0 | 0 | 0 | 0 | 0 | 0 | 0% | 0% | 0% | 0% | 0% | 0% | 0 | 0 | 0 | 0 | 0 | 0 | 0 | 0 | 0 | 0 | 0 | 0 | 0 | 0 | 0 | 0 | 0 | 0 | 0 | 0 | 0 | 0 | 0 | 0 | 0 | 0 | 0 | 0 | 0 | 0 |  | 0 |  | No | 45 | 11701.8 | 0 | 2127.6 | 0 | 2659.5 | 0 | 0 | 37.0786 | 32.4073 | 611384.9566 | 77.9804 | 37.2176 | 1305391.9866 | 1916776.9432 | 11701.8 | 0 | 2127.6 | 0 | 2659.5 | 0 | 0 | 0 | 0 | 0 | 0 | 204261.9267 | 3.3015 | 0 | 0 | 0 | 204261.9267 | 685015.2335 | 5117.3435 | 0 | 690132.577 | 26035.9731 | 0.51874 | 0 | 9547.0731 | 3.4944 | 33361.421 |  |  |  |  | 3764.079 | 684.378 | 855.4725 |  | 3011.2632 | 547.5024 | 684.378 |  | 8691.6006 | 0 | 8691.6006 | 446020.6821 | 0 | 51.3163 | 446020.6821 | 446020.6821 | 0 | 0 | 0 | 446020.6821 | 0 | 0
2013Q3 | 2013 | 2013-08-01 | 2013 | 8 |  | 2013-08-01 | 2013-08-31 | 7.15% | 0.38019 |  |  | 0 | 0 | 0 | 0 | 0 | 0 | 0 | 0 | 0 | 0 | 0 | 0 | 0% | 0% | 0% | 0% | 0% | 0% | 0% | 0% | 0% | 0% | 0% | 0% | 0% | 0% | 0% | 0% | 0% | 0% | 0% | 0% | 0% | 0% | 0% | 0% | 0 | 22 | 5 | 4 | 0 | 31 | 1.5% | 15602.4 | 3546 | 2836.8 |  | 1 | 1 | 1 | 1 | 3120.48 | 709.2 | 567.36 |  | 1 | 1 | 1 | 1 | 21985.2 | 21985.2 | 4397.04 | 4397.04 | 13.629 | 0 | 0 | 0 | 0 | 0 | 0 | 0 | 0 | 0 | 0 | 0 | 0 | 0 | 0 | 0 | 0 | 0 | 0 | 0% | 0% | 0% | 0% | 0% | 0% | 0% | 0% | 7743.7056 | 0 | 0 | 0 | 0 | 0 | 0 | 0% | 0 | 0 | 0 | 0 | 0 | 0 | 0% | 0% | 0% | 0% | 0% | 0% | 0 | 0 | 0 | 0 | 0 | 0 | 0 | 0 | 0 | 0 | 0 | 0 | 0 | 0 | 0 | 0 | 0 | 0 | 0 | 0 | 0 | 0 | 0 | 0 | 0 | 0 | 0 | 0 | 0 | 0 |  | 0 |  | No | 45 | 11701.8 | 0 | 2659.5 | 0 | 2127.6 | 0 | 0 | 37.0786 | 32.4073 | 611384.9566 | 77.9804 | 37.2176 | 1305391.9866 | 1916776.9432 | 11701.8 | 0 | 2659.5 | 0 | 2127.6 | 0 | 0 | 0 | 0 | 0 | 0 | 204296.2996 | 3.4261 | 0 | 0 | 0 | 204296.2996 | 710582.9832 | 5310.4519 | 0 | 715893.4351 | 26035.9731 | 0.51883 | 0 | 9547.0731 | 3.4944 | 33361.421 |  |  |  |  | 3764.079 | 855.4725 | 684.378 |  | 3011.2632 | 684.378 | 547.5024 |  | 9547.0731 | 0 | 9547.0731 | 594014.1129 | 0 | 62.2195 | 594014.1129 | 594014.1129 | 0 | 0 | 0 | 594014.1129 | 0 | 0
2013Q3 | 2013 | 2013-09-01 | 2013 | 9 | 2013-09-02 | 2013-09-01 | 2013-09-30 | 7.15% | 0.37801 |  |  | 0 | 0 | 0 | 0 | 0 | 0 | 0 | 0 | 0 | 0 | 0 | 0 | 0% | 0% | 0% | 0% | 0% | 0% | 0% | 0% | 0% | 0% | 0% | 0% | 0% | 0% | 0% | 0% | 0% | 0% | 0% | 0% | 0% | 0% | 0% | 0% | 0 | 20 | 4 | 5 | 1 | 30 | 1.5% | 14184 | 2836.8 | 4255.2 |  | 1 | 1 | 1 | 1 | 2836.8 | 567.36 | 851.04 |  | 1 | 1 | 1 | 1 | 21276 | 21276 | 4255.2 | 4255.2 | 13.7139 | 0 | 0 | 0 | 0 | 0 | 0 | 0 | 0 | 0 | 0 | 0 | 0 | 0 | 0 | 0 | 0 | 0 | 0 | 0% | 0% | 0% | 0% | 0% | 0% | 0% | 0% | 7745.0085 | 0 | 0 | 0 | 0 | 0 | 0 | 0% | 0 | 0 | 0 | 0 | 0 | 0 | 0% | 0% | 0% | 0% | 0% | 0% | 0 | 0 | 0 | 0 | 0 | 0 | 0 | 0 | 0 | 0 | 0 | 0 | 0 | 0 | 0 | 0 | 0 | 0 | 0 | 0 | 0 | 0 | 0 | 0 | 0 | 0 | 0 | 0 | 0 | 0 |  | 0 |  | No | 45 | 10638 | 0 | 2127.6 | 0 | 3191.4 | 0 | 0 | 37.0786 | 32.4073 | 591662.8613 | 77.9804 | 37.2176 | 1263282.5676 | 1854945.4289 | 10638 | 0 | 2127.6 | 0 | 3191.4 | 0 | 0 | 0 | 0 | 0 | 0 | 197739.3605 | 3.5744 | 0 | 0 | 0 | 197739.3605 | 717107.7168 | 5361.645 | 0 | 722469.3617 | 25196.103 | 0.51892 | 0 | 9239.103 | 3.4944 | 32285.2461 |  |  |  |  | 3421.89 | 684.378 | 1026.567 |  | 2737.512 | 547.5024 | 821.2536 |  | 7391.2824 | 0 | 7391.2824 | 418341.4509 | 0 | 56.5993 | 418341.4509 | 418341.4509 | 0 | 0 | 0 | 418341.4509 | 0 | 0
2013Q4 | 2013 | 2013-10-01 | 2013 | 10 |  | 2013-10-01 | 2013-10-31 | 7.15% | 0.37576 |  |  | 0 | 0 | 0 | 0 | 0 | 0 | 0 | 0 | 0 | 0 | 0 | 0 | 0% | 0% | 0% | 0% | 0% | 0% | 0% | 0% | 0% | 0% | 0% | 0% | 0% | 0% | 0% | 0% | 0% | 0% | 0% | 0% | 0% | 0% | 0% | 0% | 0 | 23 | 4 | 4 | 0 | 31 | 1.5% | 16311.6 | 2836.8 | 2836.8 |  | 1 | 1 | 1 | 1 | 3262.32 | 567.36 | 567.36 |  | 1 | 1 | 1 | 1 | 21985.2 | 21985.2 | 4397.04 | 4397.04 | 13.796 | 0 | 0 | 0 | 0 | 0 | 0 | 0 | 0 | 0 | 0 | 0 | 0 | 0 | 0 | 0 | 0 | 0 | 0 | 0% | 0% | 0% | 0% | 0% | 0% | 0% | 0% | 7746.3114 | 0 | 0 | 0 | 0 | 0 | 0 | 0% | 0 | 0 | 0 | 0 | 0 | 0 | 0% | 0% | 0% | 0% | 0% | 0% | 0 | 0 | 0 | 0 | 0 | 0 | 0 | 0 | 0 | 0 | 0 | 0 | 0 | 0 | 0 | 0 | 0 | 0 | 0 | 0 | 0 | 0 | 0 | 0 | 0 | 0 | 0 | 0 | 0 | 0 |  | 0 |  | No | 45 | 10194.75 | 3058.425 | 1773 | 531.9 | 1773 | 531.9 | 0 | 37.0786 | 32.4073 | 662333.703 | 77.9804 | 37.2176 | 674941.2629 | 1337274.9659 | 10194.75 | 3058.425 | 1773 | 531.9 | 1773 | 531.9 | 0 | 0 | 0 | 0 | 0 | 236297.0838 | 3.7333 | 0 | 0 | 0 | 236297.0838 | 894473.2037 | 5786.5771 | 0 | 900259.7808 | 30062.0128 | 0.519 | 0 | 12199.0378 | 3.4944 | 42628.4824 |  |  |  |  | 5902.7603 | 1026.567 | 1026.567 |  | 3148.1388 | 547.5024 | 547.5024 |  | 9050.899 | 0 | 9050.899 | 461789.2643 | 0 | 51.0214 | 461789.2643 | 461789.2643 | 0 | 0 | 0 | 461789.2643 | 0 | 0
2013Q4 | 2013 | 2013-11-01 | 2013 | 11 | 2013-11-28 | 2013-11-01 | 2013-11-30 | 7.15% | 0.3736 |  |  | 0 | 0 | 0 | 0 | 0 | 0 | 0 | 0 | 0 | 0 | 0 | 0 | 0% | 0% | 0% | 0% | 0% | 0% | 0% | 0% | 0% | 0% | 0% | 0% | 0% | 0% | 0% | 0% | 0% | 0% | 0% | 0% | 0% | 0% | 0% | 0% | 0 | 20 | 5 | 4 | 1 | 30 | 1.5% | 14184 | 3546 | 3546 |  | 1 | 1 | 1 | 1 | 2836.8 | 709.2 | 709.2 |  | 1 | 1 | 1 | 1 | 21276 | 21276 | 4255.2 | 4255.2 | 13.8809 | 0 | 0 | 0 | 0 | 0 | 0 | 0 | 0 | 0 | 0 | 0 | 0 | 0 | 0 | 0 | 0 | 0 | 0 | 0% | 0% | 0% | 0% | 0% | 0% | 0% | 0% | 7747.6142 | 0 | 0 | 0 | 0 | 0 | 0 | 0% | 0 | 0 | 0 | 0 | 0 | 0 | 0% | 0% | 0% | 0% | 0% | 0% | 0 | 0 | 0 | 0 | 0 | 0 | 0 | 0 | 0 | 0 | 0 | 0 | 0 | 0 | 0 | 0 | 0 | 0 | 0 | 0 | 0 | 0 | 0 | 0 | 0 | 0 | 0 | 0 | 0 | 0 |  | 0 |  | No | 45 | 8865 | 2659.5 | 2216.25 | 664.875 | 2216.25 | 664.875 | 0 | 37.0786 | 32.4073 | 640968.0997 | 77.9804 | 37.2176 | 653168.9641 | 1294137.0638 | 8865 | 2659.5 | 2216.25 | 664.875 | 2216.25 | 664.875 | 0 | 0 | 0 | 0 | 0 | 228713.0588 | 3.8899 | 0 | 0 | 0 | 228713.0588 | 901589.8937 | 5834.8698 | 0 | 907424.7635 | 29092.2705 | 0.51909 | 0 | 11805.5205 | 3.4944 | 41253.3701 |  |  |  |  | 5132.835 | 1283.2088 | 1283.2088 |  | 2737.512 | 684.378 | 684.378 |  | 7870.347 | 0 | 7870.347 | 403811.2712 | 0 | 51.3079 | 403811.2712 | 403811.2712 | 0 | 0 | 0 | 403811.2712 | 0 | 0
2013Q4 | 2013 | 2013-12-01 | 2013 | 12 | 2013-12-25 | 2013-12-01 | 2013-12-31 | 7.15% | 0.37138 |  |  | 0 | 0 | 0 | 0 | 0 | 0 | 0 | 0 | 0 | 0 | 0 | 0 | 0% | 0% | 0% | 0% | 0% | 0% | 0% | 0% | 0% | 0% | 0% | 0% | 0% | 0% | 0% | 0% | 0% | 0% | 0% | 0% | 0% | 0% | 0% | 0% | 0 | 21 | 4 | 5 | 1 | 31 | 1.5% | 14893.2 | 2836.8 | 4255.2 |  | 1 | 1 | 1 | 1 | 2978.64 | 567.36 | 851.04 |  | 1 | 1 | 1 | 1 | 21985.2 | 21985.2 | 4397.04 | 4397.04 | 13.963 | 0 | 0 | 0 | 0 | 0 | 0 | 0 | 0 | 0 | 0 | 0 | 0 | 0 | 0 | 0 | 0 | 0 | 0 | 0% | 0% | 0% | 0% | 0% | 0% | 0% | 0% | 7748.9171 | 0 | 0 | 0 | 0 | 0 | 0 | 0% | 0 | 0 | 0 | 0 | 0 | 0 | 0% | 0% | 0% | 0% | 0% | 0% | 0 | 0 | 0 | 0 | 0 | 0 | 0 | 0 | 0 | 0 | 0 | 0 | 0 | 0 | 0 | 0 | 0 | 0 | 0 | 0 | 0 | 0 | 0 | 0 | 0 | 0 | 0 | 0 | 0 | 0 |  | 0 |  | No | 45 | 9308.25 | 2792.475 | 1773 | 531.9 | 2659.5 | 797.85 | 0 | 37.0786 | 32.4073 | 662333.703 | 77.9804 | 37.2176 | 674941.2629 | 1337274.9659 | 9308.25 | 2792.475 | 1773 | 531.9 | 2659.5 | 797.85 | 0 | 0 | 0 | 0 | 0 | 236376.5711 | 4.0554 | 0 | 0 | 0 | 236376.5711 | 970909.9198 | 6285.8251 | 0 | 977195.7449 | 30062.0128 | 0.51918 | 0 | 12199.0378 | 3.4944 | 42628.4824 |  |  |  |  | 5389.4768 | 1026.567 | 1539.8505 |  | 2874.3876 | 547.5024 | 821.2536 |  | 8263.8643 | 0 | 8263.8643 | 408576.2848 | 0 | 49.4413 | 408576.2848 | 408576.2848 | 0 | 0 | 0 | 408576.2848 | 0 | 0
2014Q1 | 2014 | 2014-01-01 | 2014 | 1 | 2014-01-01 | 2014-01-01 | 2014-01-31 | 7.15% | 0.36917 |  |  | 0 | 0 | 0 | 0 | 0 | 0 | 0 | 0 | 0 | 0 | 0 | 0 | 0% | 0% | 0% | 0% | 0% | 0% | 0% | 0% | 0% | 0% | 0% | 0% | 0% | 0% | 0% | 0% | 0% | 0% | 0% | 0% | 0% | 0% | 0% | 0% | 0 | 22 | 4 | 4 | 1 | 31 | 1.5% | 15602.4 | 2836.8 | 3546 |  | 1 | 1 | 1 | 1 | 3120.48 | 567.36 | 709.2 |  | 1 | 1 | 1 | 1 | 21985.2 | 21985.2 | 4397.04 | 4397.04 | 14.0479 | 0 | 0 | 0 | 0 | 0 | 0 | 0 | 0 | 0 | 0 | 0 | 0 | 0 | 0 | 0 | 0 | 0 | 0 | 0% | 0% | 0% | 0% | 0% | 0% | 0% | 0% | 7750.22 | 0 | 0 | 0 | 0 | 0 | 0 | 0% | 0 | 0 | 0 | 0 | 0 | 0 | 0% | 0% | 0% | 0% | 0% | 0% | 0 | 0 | 0 | 0 | 0 | 0 | 0 | 0 | 0 | 0 | 0 | 0 | 0 | 0 | 0 | 0 | 0 | 0 | 0 | 0 | 0 | 0 | 0 | 0 | 0 | 0 | 0 | 0 | 0 | 0 |  | 0 |  | No | 45 | 9751.5 | 2925.45 | 1773 | 531.9 | 2216.25 | 664.875 | 0 | 37.0786 | 32.4073 | 662333.703 | 77.9804 | 37.2176 | 674941.2629 | 1337274.9659 | 9751.5 | 2925.45 | 1773 | 531.9 | 2216.25 | 664.875 | 0 | 0 | 0 | 0 | 0 | 236416.3147 | 3.8498 | 0 | 0 | 0 | 236416.3147 | 922480.0898 | 5967.2377 | 0 | 928447.3275 | 30062.0129 | 0.51926 | 0 | 12199.0378 | 3.5992 | 43907.3369 |  |  |  |  | 5646.1185 | 1026.567 | 1283.2088 |  | 3011.2632 | 547.5024 | 684.378 |  | 8657.3817 | 0 | 8657.3817 | 427956.7452 | 0 | 49.4326 | 427956.7452 | 427956.7452 | 0 | 0 | 0 | 427956.7452 | 0 | 0
2014Q1 | 2014 | 2014-02-01 | 2014 | 2 |  | 2014-02-01 | 2014-02-28 | 7.15% | 0.36718 |  |  | 0 | 0 | 0 | 0 | 0 | 0 | 0 | 0 | 0 | 0 | 0 | 0 | 0% | 0% | 0% | 0% | 0% | 0% | 0% | 0% | 0% | 0% | 0% | 0% | 0% | 0% | 0% | 0% | 0% | 0% | 0% | 0% | 0% | 0% | 0% | 0% | 0 | 20 | 4 | 4 | 0 | 28 | 1.5% | 14184 | 2836.8 | 2836.8 |  | 1 | 1 | 1 | 1 | 2836.8 | 567.36 | 567.36 |  | 1 | 1 | 1 | 1 | 19857.6 | 19857.6 | 3971.52 | 3971.52 | 14.1328 | 0 | 0 | 0 | 0 | 0 | 0 | 0 | 0 | 0 | 0 | 0 | 0 | 0 | 0 | 0 | 0 | 0 | 0 | 0% | 0% | 0% | 0% | 0% | 0% | 0% | 0% | 7751.5229 | 0 | 0 | 0 | 0 | 0 | 0 | 0% | 0 | 0 | 0 | 0 | 0 | 0 | 0% | 0% | 0% | 0% | 0% | 0% | 0 | 0 | 0 | 0 | 0 | 0 | 0 | 0 | 0 | 0 | 0 | 0 | 0 | 0 | 0 | 0 | 0 | 0 | 0 | 0 | 0 | 0 | 0 | 0 | 0 | 0 | 0 | 0 | 0 | 0 |  | 0 |  | No | 45 | 8865 | 2659.5 | 1773 | 531.9 | 1773 | 531.9 | 0 | 37.0786 | 32.4073 | 598236.893 | 77.9804 | 37.2176 | 609624.3665 | 1207861.2595 | 8865 | 2659.5 | 1773 | 531.9 | 1773 | 531.9 | 0 | 0 | 0 | 0 | 0 | 213573.214 | 3.5558 | 0 | 0 | 0 | 213573.214 | 770544.3987 | 4978.078 | 0 | 775522.4767 | 27152.7858 | 0.51935 | 0 | 11018.4858 | 3.5992 | 39658.2398 |  |  |  |  | 5132.835 | 1026.567 | 1026.567 |  | 2737.512 | 547.5024 | 547.5024 |  | 7870.347 | 0 | 7870.347 | 331142.6846 | 0 | 42.0747 | 331142.6846 | 331142.6846 | 0 | 0 | 0 | 331142.6846 | 0 | 0
2014Q1 | 2014 | 2014-03-01 | 2014 | 3 |  | 2014-03-01 | 2014-03-31 | 7.15% | 0.365 |  |  | 0 | 0 | 0 | 0 | 0 | 0 | 0 | 0 | 0 | 0 | 0 | 0 | 0% | 0% | 0% | 0% | 0% | 0% | 0% | 0% | 0% | 0% | 0% | 0% | 0% | 0% | 0% | 0% | 0% | 0% | 0% | 0% | 0% | 0% | 0% | 0% | 0 | 21 | 5 | 5 | 0 | 31 | 1.5% | 14893.2 | 3546 | 3546 |  | 1 | 1 | 1 | 1 | 2978.64 | 709.2 | 709.2 |  | 1 | 1 | 1 | 1 | 21985.2 | 21985.2 | 4397.04 | 4397.04 | 14.2094 | 0 | 0 | 0 | 0 | 0 | 0 | 0 | 0 | 0 | 0 | 0 | 0 | 0 | 0 | 0 | 0 | 0 | 0 | 0% | 0% | 0% | 0% | 0% | 0% | 0% | 0% | 7752.8258 | 0 | 0 | 0 | 0 | 0 | 0 | 0% | 0 | 0 | 0 | 0 | 0 | 0 | 0% | 0% | 0% | 0% | 0% | 0% | 0 | 0 | 0 | 0 | 0 | 0 | 0 | 0 | 0 | 0 | 0 | 0 | 0 | 0 | 0 | 0 | 0 | 0 | 0 | 0 | 0 | 0 | 0 | 0 | 0 | 0 | 0 | 0 | 0 | 0 |  | 0 |  | No | 45 | 9308.25 | 2792.475 | 2216.25 | 664.875 | 2216.25 | 664.875 | 0 | 37.0786 | 32.4073 | 662333.703 | 77.9804 | 37.2176 | 674941.2629 | 1337274.9659 | 9308.25 | 2792.475 | 2216.25 | 664.875 | 2216.25 | 664.875 | 0 | 0 | 0 | 0 | 0 | 236495.802 | 3.3649 | 0 | 0 | 0 | 236495.802 | 808102.3842 | 5215.5703 | 0 | 813317.9545 | 30062.0129 | 0.51944 | 0 | 12199.0379 | 3.5992 | 43907.3369 |  |  |  |  | 5389.4768 | 1283.2088 | 1283.2088 |  | 2874.3876 | 684.378 | 684.378 |  | 8263.8643 | 0 | 8263.8643 | 322295.7294 | 0 | 39.0006 | 322295.7294 | 322295.7294 | 0 | 0 | 0 | 322295.7294 | 0 | 0
2014Q2 | 2014 | 2014-04-01 | 2014 | 4 |  | 2014-04-01 | 2014-04-30 | 7.15% | 0.3629 |  |  | 0 | 0 | 0 | 0 | 0 | 0 | 0 | 0 | 0 | 0 | 0 | 0 | 0% | 0% | 0% | 0% | 0% | 0% | 0% | 0% | 0% | 0% | 0% | 0% | 0% | 0% | 0% | 0% | 0% | 0% | 0% | 0% | 0% | 0% | 0% | 0% | 0 | 22 | 4 | 4 | 0 | 30 | 1.5% | 15602.4 | 2836.8 | 2836.8 |  | 1 | 1 | 1 | 1 | 3120.48 | 567.36 | 567.36 |  | 1 | 1 | 1 | 1 | 21276 | 21276 | 4255.2 | 4255.2 | 14.2943 | 0 | 0 | 0 | 0 | 0 | 0 | 0 | 0 | 0 | 0 | 0 | 0 | 0 | 0 | 0 | 0 | 0 | 0 | 0% | 0% | 0% | 0% | 0% | 0% | 0% | 0% | 7754.1286 | 0 | 0 | 0 | 0 | 0 | 0 | 0% | 0 | 0 | 0 | 0 | 0 | 0 | 0% | 0% | 0% | 0% | 0% | 0% | 0 | 0 | 0 | 0 | 0 | 0 | 0 | 0 | 0 | 0 | 0 | 0 | 0 | 0 | 0 | 0 | 0 | 0 | 0 | 0 | 0 | 0 | 0 | 0 | 0 | 0 | 0 | 0 | 0 | 0 |  | 0 |  | No | 45 | 9751.5 | 2925.45 | 1773 | 531.9 | 1773 | 531.9 | 0 | 37.0786 | 32.4073 | 640968.0997 | 77.9804 | 37.2176 | 653168.9641 | 1294137.0638 | 9751.5 | 2925.45 | 1773 | 531.9 | 1773 | 531.9 | 0 | 0 | 0 | 0 | 0 | 228905.3668 | 3.2639 | 0 | 0 | 0 | 228905.3668 | 759058.2377 | 4895.9027 | 0 | 763954.1403 | 29092.2705 | 0.51953 | 0 | 11805.5205 | 3.5992 | 42490.9712 |  |  |  |  | 5646.1185 | 1026.567 | 1026.567 |  | 3011.2632 | 547.5024 | 547.5024 |  | 8657.3817 | 0 | 8657.3817 | 338469.485 | 0 | 39.0961 | 338469.485 | 338469.485 | 0 | 0 | 0 | 338469.485 | 0 | 0
2014Q2 | 2014 | 2014-05-01 | 2014 | 5 | 2014-05-26 | 2014-05-01 | 2014-05-31 | 7.15% | 0.36074 |  |  | 0 | 0 | 0 | 0 | 0 | 0 | 0 | 0 | 0 | 0 | 0 | 0 | 0% | 0% | 0% | 0% | 0% | 0% | 0% | 0% | 0% | 0% | 0% | 0% | 0% | 0% | 0% | 0% | 0% | 0% | 0% | 0% | 0% | 0% | 0% | 0% | 0 | 21 | 5 | 4 | 1 | 31 | 1.5% | 14893.2 | 3546 | 3546 |  | 1 | 1 | 1 | 1 | 2978.64 | 709.2 | 709.2 |  | 1 | 1 | 1 | 1 | 21985.2 | 21985.2 | 4397.04 | 4397.04 | 14.3765 | 0 | 0 | 0 | 0 | 0 | 0 | 0 | 0 | 0 | 0 | 0 | 0 | 0 | 0 | 0 | 0 | 0 | 0 | 0% | 0% | 0% | 0% | 0% | 0% | 0% | 0% | 7755.4315 | 0 | 0 | 0 | 0 | 0 | 0 | 0% | 0 | 0 | 0 | 0 | 0 | 0 | 0% | 0% | 0% | 0% | 0% | 0% | 0 | 0 | 0 | 0 | 0 | 0 | 0 | 0 | 0 | 0 | 0 | 0 | 0 | 0 | 0 | 0 | 0 | 0 | 0 | 0 | 0 | 0 | 0 | 0 | 0 | 0 | 0 | 0 | 0 | 0 |  | 0 |  | No | 45 | 11169.9 | 0 | 2659.5 | 0 | 2659.5 | 0 | 0 | 37.9685 | 33.185 | 626058.1956 | 79.8519 | 38.1108 | 1336721.3942 | 1962779.5898 | 11169.9 | 0 | 2659.5 | 0 | 2659.5 | 0 | 0 | 0 | 0 | 0 | 0 | 204605.6557 | 3.2393 | 0 | 0 | 0 | 204605.6557 | 673443.0531 | 5020.9453 | 0 | 678463.9984 | 26035.9731 | 0.51961 | 0 | 9547.0731 | 3.5992 | 34362.2636 |  |  |  |  | 3592.9845 | 855.4725 | 855.4725 |  | 2874.3876 | 684.378 | 684.378 |  | 6467.3721 | 0 | 6467.3721 | 246561.9619 | 0 | 38.124 | 246561.9619 | 246561.9619 | 0 | 0 | 0 | 246561.9619 | 0 | 0
2014Q2 | 2014 | 2014-06-01 | 2014 | 6 |  | 2014-06-01 | 2014-06-30 | 7.15% | 0.35867 |  |  | 0 | 0 | 0 | 0 | 0 | 0 | 0 | 0 | 0 | 0 | 0 | 0 | 0% | 0% | 0% | 0% | 0% | 0% | 0% | 0% | 0% | 0% | 0% | 0% | 0% | 0% | 0% | 0% | 0% | 0% | 0% | 0% | 0% | 0% | 0% | 0% | 0 | 21 | 4 | 5 | 0 | 30 | 1.5% | 14893.2 | 2836.8 | 3546 |  | 1 | 1 | 1 | 1 | 2978.64 | 567.36 | 709.2 |  | 1 | 1 | 1 | 1 | 21276 | 21276 | 4255.2 | 4255.2 | 14.4613 | 0 | 0 | 0 | 0 | 0 | 0 | 0 | 0 | 0 | 0 | 0 | 0 | 0 | 0 | 0 | 0 | 0 | 0 | 0% | 0% | 0% | 0% | 0% | 0% | 0% | 0% | 7756.7344 | 0 | 0 | 0 | 0 | 0 | 0 | 0% | 0 | 0 | 0 | 0 | 0 | 0 | 0% | 0% | 0% | 0% | 0% | 0% | 0 | 0 | 0 | 0 | 0 | 0 | 0 | 0 | 0 | 0 | 0 | 0 | 0 | 0 | 0 | 0 | 0 | 0 | 0 | 0 | 0 | 0 | 0 | 0 | 0 | 0 | 0 | 0 | 0 | 0 |  | 0 |  | No | 45 | 11169.9 | 0 | 2127.6 | 0 | 2659.5 | 0 | 0 | 37.9685 | 33.185 | 605862.7699 | 79.8519 | 38.1108 | 1293601.3493 | 1899464.1192 | 11169.9 | 0 | 2127.6 | 0 | 2659.5 | 0 | 0 | 0 | 0 | 0 | 0 | 198038.7373 | 3.2784 | 0 | 0 | 0 | 198038.7373 | 659577.6493 | 4917.673 | 0 | 664495.3222 | 25196.103 | 0.5197 | 0 | 9239.103 | 3.5992 | 33253.8035 |  |  |  |  | 3592.9845 | 684.378 | 855.4725 |  | 2874.3876 | 547.5024 | 684.378 |  | 6467.3721 | 0 | 6467.3721 | 261844.9613 | 0 | 40.4871 | 261844.9613 | 261844.9613 | 0 | 0 | 0 | 261844.9613 | 0 | 0
2014Q3 | 2014 | 2014-07-01 | 2014 | 7 | 2014-07-04 | 2014-07-01 | 2014-07-31 | 7.15% | 0.35654 |  |  | 0 | 0 | 0 | 0 | 0 | 0 | 0 | 0 | 0 | 0 | 0 | 0 | 0% | 0% | 0% | 0% | 0% | 0% | 0% | 0% | 0% | 0% | 0% | 0% | 0% | 0% | 0% | 0% | 0% | 0% | 0% | 0% | 0% | 0% | 0% | 0% | 0 | 22 | 4 | 4 | 1 | 31 | 1.5% | 15602.4 | 2836.8 | 3546 |  | 1 | 1 | 1 | 1 | 3120.48 | 567.36 | 709.2 |  | 1 | 1 | 1 | 1 | 21985.2 | 21985.2 | 4397.04 | 4397.04 | 14.5435 | 0 | 0 | 0 | 0 | 0 | 0 | 0 | 0 | 0 | 0 | 0 | 0 | 0 | 0 | 0 | 0 | 0 | 0 | 0% | 0% | 0% | 0% | 0% | 0% | 0% | 0% | 7758.0373 | 0 | 0 | 0 | 0 | 0 | 0 | 0% | 0 | 0 | 0 | 0 | 0 | 0 | 0% | 0% | 0% | 0% | 0% | 0% | 0 | 0 | 0 | 0 | 0 | 0 | 0 | 0 | 0 | 0 | 0 | 0 | 0 | 0 | 0 | 0 | 0 | 0 | 0 | 0 | 0 | 0 | 0 | 0 | 0 | 0 | 0 | 0 | 0 | 0 |  | 0 |  | No | 45 | 11701.8 | 0 | 2127.6 | 0 | 2659.5 | 0 | 0 | 37.9685 | 33.185 | 626058.1956 | 79.8519 | 38.1108 | 1336721.3942 | 1962779.5898 | 11701.8 | 0 | 2127.6 | 0 | 2659.5 | 0 | 0 | 0 | 0 | 0 | 0 | 204674.4014 | 3.3679 | 0 | 0 | 0 | 204674.4014 | 699994.1243 | 5220.3031 | 0 | 705214.4274 | 26035.9731 | 0.51979 | 0 | 9547.0731 | 3.5992 | 34362.2636 |  |  |  |  | 3764.079 | 684.378 | 855.4725 |  | 3011.2632 | 547.5024 | 684.378 |  | 8691.6006 | 0 | 8691.6006 | 450190.7897 | 0 | 51.7961 | 450190.7897 | 450190.7897 | 0 | 0 | 0 | 450190.7897 | 0 | 0
2014Q3 | 2014 | 2014-08-01 | 2014 | 8 |  | 2014-08-01 | 2014-08-31 | 7.15% | 0.35442 |  |  | 0 | 0 | 0 | 0 | 0 | 0 | 0 | 0 | 0 | 0 | 0 | 0 | 0% | 0% | 0% | 0% | 0% | 0% | 0% | 0% | 0% | 0% | 0% | 0% | 0% | 0% | 0% | 0% | 0% | 0% | 0% | 0% | 0% | 0% | 0% | 0% | 0 | 21 | 5 | 5 | 0 | 31 | 1.5% | 14893.2 | 3546 | 3546 |  | 1 | 1 | 1 | 1 | 2978.64 | 709.2 | 709.2 |  | 1 | 1 | 1 | 1 | 21985.2 | 21985.2 | 4397.04 | 4397.04 | 14.6283 | 0 | 0 | 0 | 0 | 0 | 0 | 0 | 0 | 0 | 0 | 0 | 0 | 0 | 0 | 0 | 0 | 0 | 0 | 0% | 0% | 0% | 0% | 0% | 0% | 0% | 0% | 7759.3402 | 0 | 0 | 0 | 0 | 0 | 0 | 0% | 0 | 0 | 0 | 0 | 0 | 0 | 0% | 0% | 0% | 0% | 0% | 0% | 0 | 0 | 0 | 0 | 0 | 0 | 0 | 0 | 0 | 0 | 0 | 0 | 0 | 0 | 0 | 0 | 0 | 0 | 0 | 0 | 0 | 0 | 0 | 0 | 0 | 0 | 0 | 0 | 0 | 0 |  | 0 |  | No | 45 | 11169.9 | 0 | 2659.5 | 0 | 2659.5 | 0 | 0 | 37.9685 | 33.185 | 626058.1956 | 79.8519 | 38.1108 | 1336721.3942 | 1962779.5898 | 11169.9 | 0 | 2659.5 | 0 | 2659.5 | 0 | 0 | 0 | 0 | 0 | 0 | 204708.7743 | 3.495 | 0 | 0 | 0 | 204708.7743 | 726128.677 | 5417.2968 | 0 | 731545.9738 | 26035.9731 | 0.51988 | 0 | 9547.0731 | 3.5992 | 34362.2636 |  |  |  |  | 3592.9845 | 855.4725 | 855.4725 |  | 2874.3876 | 684.378 | 684.378 |  | 9547.0731 | 0 | 9547.0731 | 582540.2461 | 0 | 61.0177 | 582540.2461 | 582540.2461 | 0 | 0 | 0 | 582540.2461 | 0 | 0
2014Q3 | 2014 | 2014-09-01 | 2014 | 9 | 2014-09-01 | 2014-09-01 | 2014-09-30 | 7.15% | 0.35238 |  |  | 0 | 0 | 0 | 0 | 0 | 0 | 0 | 0 | 0 | 0 | 0 | 0 | 0% | 0% | 0% | 0% | 0% | 0% | 0% | 0% | 0% | 0% | 0% | 0% | 0% | 0% | 0% | 0% | 0% | 0% | 0% | 0% | 0% | 0% | 0% | 0% | 0 | 21 | 4 | 4 | 1 | 30 | 1.5% | 14893.2 | 2836.8 | 3546 |  | 1 | 1 | 1 | 1 | 2978.64 | 567.36 | 709.2 |  | 1 | 1 | 1 | 1 | 21276 | 21276 | 4255.2 | 4255.2 | 14.7132 | 0 | 0 | 0 | 0 | 0 | 0 | 0 | 0 | 0 | 0 | 0 | 0 | 0 | 0 | 0 | 0 | 0 | 0 | 0% | 0% | 0% | 0% | 0% | 0% | 0% | 0% | 7760.643 | 0 | 0 | 0 | 0 | 0 | 0 | 0% | 0 | 0 | 0 | 0 | 0 | 0 | 0% | 0% | 0% | 0% | 0% | 0% | 0 | 0 | 0 | 0 | 0 | 0 | 0 | 0 | 0 | 0 | 0 | 0 | 0 | 0 | 0 | 0 | 0 | 0 | 0 | 0 | 0 | 0 | 0 | 0 | 0 | 0 | 0 | 0 | 0 | 0 |  | 0 |  | No | 45 | 11169.9 | 0 | 2127.6 | 0 | 2659.5 | 0 | 0 | 37.9685 | 33.185 | 605862.7699 | 79.8519 | 38.1108 | 1293601.3493 | 1899464.1192 | 11169.9 | 0 | 2127.6 | 0 | 2659.5 | 0 | 0 | 0 | 0 | 0 | 0 | 198138.5296 | 3.6463 | 0 | 0 | 0 | 198138.5296 | 732804.7637 | 5469.5198 | 0 | 738274.2835 | 25196.103 | 0.51996 | 0 | 9239.103 | 3.5992 | 33253.8035 |  |  |  |  | 3592.9845 | 684.378 | 855.4725 |  | 2874.3876 | 547.5024 | 684.378 |  | 7699.2525 | 0 | 7699.2525 | 433309.6957 | 0 | 56.2794 | 433309.6957 | 433309.6957 | 0 | 0 | 0 | 433309.6957 | 0 | 0
2014Q4 | 2014 | 2014-10-01 | 2014 | 10 |  | 2014-10-01 | 2014-10-31 | 7.15% | 0.35028 |  |  | 0 | 0 | 0 | 0 | 0 | 0 | 0 | 0 | 0 | 0 | 0 | 0 | 0% | 0% | 0% | 0% | 0% | 0% | 0% | 0% | 0% | 0% | 0% | 0% | 0% | 0% | 0% | 0% | 0% | 0% | 0% | 0% | 0% | 0% | 0% | 0% | 0 | 23 | 4 | 4 | 0 | 31 | 1.5% | 16311.6 | 2836.8 | 2836.8 |  | 1 | 1 | 1 | 1 | 3262.32 | 567.36 | 567.36 |  | 1 | 1 | 1 | 1 | 21985.2 | 21985.2 | 4397.04 | 4397.04 | 14.7953 | 0 | 0 | 0 | 0 | 0 | 0 | 0 | 0 | 0 | 0 | 0 | 0 | 0 | 0 | 0 | 0 | 0 | 0 | 0% | 0% | 0% | 0% | 0% | 0% | 0% | 0% | 7761.9459 | 0 | 0 | 0 | 0 | 0 | 0 | 0% | 0 | 0 | 0 | 0 | 0 | 0 | 0% | 0% | 0% | 0% | 0% | 0% | 0 | 0 | 0 | 0 | 0 | 0 | 0 | 0 | 0 | 0 | 0 | 0 | 0 | 0 | 0 | 0 | 0 | 0 | 0 | 0 | 0 | 0 | 0 | 0 | 0 | 0 | 0 | 0 | 0 | 0 |  | 0 |  | No | 45 | 10194.75 | 3058.425 | 1773 | 531.9 | 1773 | 531.9 | 0 | 37.9685 | 33.185 | 678229.7119 | 79.8519 | 38.1108 | 691139.8532 | 1369369.5651 | 10194.75 | 3058.425 | 1773 | 531.9 | 1773 | 531.9 | 0 | 0 | 0 | 0 | 0 | 236774.0076 | 3.8084 | 0 | 0 | 0 | 236774.0076 | 914063.2335 | 5903.0015 | 0 | 919966.2351 | 30062.0128 | 0.52005 | 0 | 12199.0378 | 3.5992 | 43907.3369 |  |  |  |  | 5902.7603 | 1026.567 | 1026.567 |  | 3148.1388 | 547.5024 | 547.5024 |  | 9050.899 | 0 | 9050.899 | 476227.6019 | 0 | 52.6166 | 476227.6019 | 476227.6019 | 0 | 0 | 0 | 476227.6019 | 0 | 0
2014Q4 | 2014 | 2014-11-01 | 2014 | 11 | 2014-11-27 | 2014-11-01 | 2014-11-30 | 7.15% | 0.34827 |  |  | 0 | 0 | 0 | 0 | 0 | 0 | 0 | 0 | 0 | 0 | 0 | 0 | 0% | 0% | 0% | 0% | 0% | 0% | 0% | 0% | 0% | 0% | 0% | 0% | 0% | 0% | 0% | 0% | 0% | 0% | 0% | 0% | 0% | 0% | 0% | 0% | 0 | 19 | 5 | 5 | 1 | 30 | 1.5% | 13474.8 | 3546 | 4255.2 |  | 1 | 1 | 1 | 1 | 2694.96 | 709.2 | 851.04 |  | 1 | 1 | 1 | 1 | 21276 | 21276 | 4255.2 | 4255.2 | 14.8802 | 0 | 0 | 0 | 0 | 0 | 0 | 0 | 0 | 0 | 0 | 0 | 0 | 0 | 0 | 0 | 0 | 0 | 0 | 0% | 0% | 0% | 0% | 0% | 0% | 0% | 0% | 7763.2488 | 0 | 0 | 0 | 0 | 0 | 0 | 0% | 0 | 0 | 0 | 0 | 0 | 0 | 0% | 0% | 0% | 0% | 0% | 0% | 0 | 0 | 0 | 0 | 0 | 0 | 0 | 0 | 0 | 0 | 0 | 0 | 0 | 0 | 0 | 0 | 0 | 0 | 0 | 0 | 0 | 0 | 0 | 0 | 0 | 0 | 0 | 0 | 0 | 0 |  | 0 |  | No | 45 | 8421.75 | 2526.525 | 2216.25 | 664.875 | 2659.5 | 797.85 | 0 | 37.9685 | 33.185 | 656351.3341 | 79.8519 | 38.1108 | 668845.0192 | 1325196.3533 | 8421.75 | 2526.525 | 2216.25 | 664.875 | 2659.5 | 797.85 | 0 | 0 | 0 | 0 | 0 | 229174.598 | 3.9682 | 0 | 0 | 0 | 229174.598 | 921345.4161 | 5952.2658 | 0 | 927297.6819 | 29092.2705 | 0.52014 | 0 | 11805.5205 | 3.5992 | 42490.9712 |  |  |  |  | 4876.1932 | 1283.2088 | 1539.8505 |  | 2600.6364 | 684.378 | 821.2536 |  | 7476.8296 | 0 | 7476.8296 | 394509.5436 | 0 | 52.7643 | 394509.5436 | 394509.5436 | 0 | 0 | 0 | 394509.5436 | 0 | 0
2014Q4 | 2014 | 2014-12-01 | 2014 | 12 | 2014-12-25 | 2014-12-01 | 2014-12-31 | 7.15% | 0.3462 |  |  | 0 | 0 | 0 | 0 | 0 | 0 | 0 | 0 | 0 | 0 | 0 | 0 | 0% | 0% | 0% | 0% | 0% | 0% | 0% | 0% | 0% | 0% | 0% | 0% | 0% | 0% | 0% | 0% | 0% | 0% | 0% | 0% | 0% | 0% | 0% | 0% | 0 | 22 | 4 | 4 | 1 | 31 | 1.5% | 15602.4 | 2836.8 | 3546 |  | 1 | 1 | 1 | 1 | 3120.48 | 567.36 | 709.2 |  | 1 | 1 | 1 | 1 | 21985.2 | 21985.2 | 4397.04 | 4397.04 | 14.9624 | 0 | 0 | 0 | 0 | 0 | 0 | 0 | 0 | 0 | 0 | 0 | 0 | 0 | 0 | 0 | 0 | 0 | 0 | 0% | 0% | 0% | 0% | 0% | 0% | 0% | 0% | 7764.5517 | 0 | 0 | 0 | 0 | 0 | 0 | 0% | 0 | 0 | 0 | 0 | 0 | 0 | 0% | 0% | 0% | 0% | 0% | 0% | 0 | 0 | 0 | 0 | 0 | 0 | 0 | 0 | 0 | 0 | 0 | 0 | 0 | 0 | 0 | 0 | 0 | 0 | 0 | 0 | 0 | 0 | 0 | 0 | 0 | 0 | 0 | 0 | 0 | 0 |  | 0 |  | No | 45 | 9751.5 | 2925.45 | 1773 | 531.9 | 2216.25 | 664.875 | 0 | 37.9685 | 33.185 | 678229.7119 | 79.8519 | 38.1108 | 691139.8532 | 1369369.5651 | 9751.5 | 2925.45 | 1773 | 531.9 | 2216.25 | 664.875 | 0 | 0 | 0 | 0 | 0 | 236853.495 | 4.137 | 0 | 0 | 0 | 236853.495 | 992194.4587 | 6412.2943 | 0 | 998606.7529 | 30062.0129 | 0.52022 | 0 | 12199.0378 | 3.5992 | 43907.3369 |  |  |  |  | 5646.1185 | 1026.567 | 1283.2088 |  | 3011.2632 | 547.5024 | 684.378 |  | 8657.3817 | 0 | 8657.3817 | 440421.4896 | 0 | 50.8724 | 440421.4896 | 440421.4896 | 0 | 0 | 0 | 440421.4896 | 0 | 0
2015Q1 | 2015 | 2015-01-01 | 2015 | 1 | 2015-01-01 | 2015-01-01 | 2015-01-31 | 7.15% | 0.34414 |  |  | 0 | 0 | 0 | 0 | 0 | 0 | 0 | 0 | 0 | 0 | 0 | 0 | 0% | 0% | 0% | 0% | 0% | 0% | 0% | 0% | 0% | 0% | 0% | 0% | 0% | 0% | 0% | 0% | 0% | 0% | 0% | 0% | 0% | 0% | 0% | 0% | 0 | 21 | 5 | 4 | 1 | 31 | 1.5% | 14893.2 | 3546 | 3546 |  | 1 | 1 | 1 | 1 | 2978.64 | 709.2 | 709.2 |  | 1 | 1 | 1 | 1 | 21985.2 | 21985.2 | 4397.04 | 4397.04 | 15.0472 | 0 | 0 | 0 | 0 | 0 | 0 | 0 | 0 | 0 | 0 | 0 | 0 | 0 | 0 | 0 | 0 | 0 | 0 | 0% | 0% | 0% | 0% | 0% | 0% | 0% | 0% | 7765.8546 | 0 | 0 | 0 | 0 | 0 | 0 | 0% | 0 | 0 | 0 | 0 | 0 | 0 | 0% | 0% | 0% | 0% | 0% | 0% | 0 | 0 | 0 | 0 | 0 | 0 | 0 | 0 | 0 | 0 | 0 | 0 | 0 | 0 | 0 | 0 | 0 | 0 | 0 | 0 | 0 | 0 | 0 | 0 | 0 | 0 | 0 | 0 | 0 | 0 |  | 0 |  | No | 45 | 9308.25 | 2792.475 | 2216.25 | 664.875 | 2216.25 | 664.875 | 0 | 37.9685 | 33.185 | 678229.7119 | 79.8519 | 38.1108 | 691139.8532 | 1369369.5651 | 9308.25 | 2792.475 | 2216.25 | 664.875 | 2216.25 | 664.875 | 0 | 0 | 0 | 0 | 0 | 236893.2386 | 3.9178 | 0 | 0 | 0 | 236893.2386 | 940433.4767 | 6072.5312 | 0 | 946506.0079 | 30062.0129 | 0.52031 | 0 | 12199.0379 | 3.7072 | 45224.557 |  |  |  |  | 5389.4768 | 1283.2088 | 1283.2088 |  | 2874.3876 | 684.378 | 684.378 |  | 8263.8643 | 0 | 8263.8643 | 418232.6552 | 0 | 50.6098 | 418232.6552 | 418232.6552 | 0 | 0 | 0 | 418232.6552 | 0 | 0
2015Q1 | 2015 | 2015-02-01 | 2015 | 2 |  | 2015-02-01 | 2015-02-28 | 7.15% | 0.34229 |  |  | 0 | 0 | 0 | 0 | 0 | 0 | 0 | 0 | 0 | 0 | 0 | 0 | 0% | 0% | 0% | 0% | 0% | 0% | 0% | 0% | 0% | 0% | 0% | 0% | 0% | 0% | 0% | 0% | 0% | 0% | 0% | 0% | 0% | 0% | 0% | 0% | 0 | 20 | 4 | 4 | 0 | 28 | 1.5% | 14184 | 2836.8 | 2836.8 |  | 1 | 1 | 1 | 1 | 2836.8 | 567.36 | 567.36 |  | 1 | 1 | 1 | 1 | 19857.6 | 19857.6 | 3971.52 | 3971.52 | 15.1321 | 0 | 0 | 0 | 0 | 0 | 0 | 0 | 0 | 0 | 0 | 0 | 0 | 0 | 0 | 0 | 0 | 0 | 0 | 0% | 0% | 0% | 0% | 0% | 0% | 0% | 0% | 7767.1574 | 0 | 0 | 0 | 0 | 0 | 0 | 0% | 0 | 0 | 0 | 0 | 0 | 0 | 0% | 0% | 0% | 0% | 0% | 0% | 0 | 0 | 0 | 0 | 0 | 0 | 0 | 0 | 0 | 0 | 0 | 0 | 0 | 0 | 0 | 0 | 0 | 0 | 0 | 0 | 0 | 0 | 0 | 0 | 0 | 0 | 0 | 0 | 0 | 0 |  | 0 |  | No | 45 | 8865 | 2659.5 | 1773 | 531.9 | 1773 | 531.9 | 0 | 37.9685 | 33.185 | 612594.5785 | 79.8519 | 38.1108 | 624255.3513 | 1236849.9298 | 8865 | 2659.5 | 1773 | 531.9 | 1773 | 531.9 | 0 | 0 | 0 | 0 | 0 | 214003.984 | 3.6185 | 0 | 0 | 0 | 214003.984 | 785525.7076 | 5065.9176 | 0 | 790591.6251 | 27152.7858 | 0.5204 | 0 | 11018.4858 | 3.7072 | 40847.987 |  |  |  |  | 5132.835 | 1026.567 | 1026.567 |  | 2737.512 | 547.5024 | 547.5024 |  | 7870.347 | 0 | 7870.347 | 334072.2753 | 0 | 42.447 | 334072.2753 | 334072.2753 | 0 | 0 | 0 | 334072.2753 | 0 | 0
2015Q1 | 2015 | 2015-03-01 | 2015 | 3 |  | 2015-03-01 | 2015-03-31 | 7.15% | 0.34026 |  |  | 0 | 0 | 0 | 0 | 0 | 0 | 0 | 0 | 0 | 0 | 0 | 0 | 0% | 0% | 0% | 0% | 0% | 0% | 0% | 0% | 0% | 0% | 0% | 0% | 0% | 0% | 0% | 0% | 0% | 0% | 0% | 0% | 0% | 0% | 0% | 0% | 0 | 22 | 4 | 5 | 0 | 31 | 1.5% | 15602.4 | 2836.8 | 3546 |  | 1 | 1 | 1 | 1 | 3120.48 | 567.36 | 709.2 |  | 1 | 1 | 1 | 1 | 21985.2 | 21985.2 | 4397.04 | 4397.04 | 15.2088 | 0 | 0 | 0 | 0 | 0 | 0 | 0 | 0 | 0 | 0 | 0 | 0 | 0 | 0 | 0 | 0 | 0 | 0 | 0% | 0% | 0% | 0% | 0% | 0% | 0% | 0% | 7768.4603 | 0 | 0 | 0 | 0 | 0 | 0 | 0% | 0 | 0 | 0 | 0 | 0 | 0 | 0% | 0% | 0% | 0% | 0% | 0% | 0 | 0 | 0 | 0 | 0 | 0 | 0 | 0 | 0 | 0 | 0 | 0 | 0 | 0 | 0 | 0 | 0 | 0 | 0 | 0 | 0 | 0 | 0 | 0 | 0 | 0 | 0 | 0 | 0 | 0 |  | 0 |  | No | 45 | 9751.5 | 2925.45 | 1773 | 531.9 | 2216.25 | 664.875 | 0 | 37.9685 | 33.185 | 678229.7119 | 79.8519 | 38.1108 | 691139.8532 | 1369369.5651 | 9751.5 | 2925.45 | 1773 | 531.9 | 2216.25 | 664.875 | 0 | 0 | 0 | 0 | 0 | 236972.7259 | 3.4243 | 0 | 0 | 0 | 236972.7259 | 823802.1093 | 5307.6004 | 0 | 829109.7097 | 30062.0129 | 0.52049 | 0 | 12199.0378 | 3.7072 | 45224.557 |  |  |  |  | 5646.1185 | 1026.567 | 1283.2088 |  | 3011.2632 | 547.5024 | 684.378 |  | 8657.3817 | 0 | 8657.3817 | 357748.6158 | 0 | 41.323 | 357748.6158 | 357748.6158 | 0 | 0 | 0 | 357748.6158 | 0 | 0
2015Q2 | 2015 | 2015-04-01 | 2015 | 4 |  | 2015-04-01 | 2015-04-30 | 7.15% | 0.3383 |  |  | 0 | 0 | 0 | 0 | 0 | 0 | 0 | 0 | 0 | 0 | 0 | 0 | 0% | 0% | 0% | 0% | 0% | 0% | 0% | 0% | 0% | 0% | 0% | 0% | 0% | 0% | 0% | 0% | 0% | 0% | 0% | 0% | 0% | 0% | 0% | 0% | 0 | 22 | 4 | 4 | 0 | 30 | 1.5% | 15602.4 | 2836.8 | 2836.8 |  | 1 | 1 | 1 | 1 | 3120.48 | 567.36 | 567.36 |  | 1 | 1 | 1 | 1 | 21276 | 21276 | 4255.2 | 4255.2 | 15.2936 | 0 | 0 | 0 | 0 | 0 | 0 | 0 | 0 | 0 | 0 | 0 | 0 | 0 | 0 | 0 | 0 | 0 | 0 | 0% | 0% | 0% | 0% | 0% | 0% | 0% | 0% | 7769.7632 | 0 | 0 | 0 | 0 | 0 | 0 | 0% | 0 | 0 | 0 | 0 | 0 | 0 | 0% | 0% | 0% | 0% | 0% | 0% | 0 | 0 | 0 | 0 | 0 | 0 | 0 | 0 | 0 | 0 | 0 | 0 | 0 | 0 | 0 | 0 | 0 | 0 | 0 | 0 | 0 | 0 | 0 | 0 | 0 | 0 | 0 | 0 | 0 | 0 |  | 0 |  | No | 45 | 9751.5 | 2925.45 | 1773 | 531.9 | 1773 | 531.9 | 0 | 37.9685 | 33.185 | 656351.3341 | 79.8519 | 38.1108 | 668845.0192 | 1325196.3533 | 9751.5 | 2925.45 | 1773 | 531.9 | 1773 | 531.9 | 0 | 0 | 0 | 0 | 0 | 229366.9061 | 3.3215 | 0 | 0 | 0 | 229366.9061 | 773798.6472 | 4982.2922 | 0 | 778780.9394 | 29092.2705 | 0.52057 | 0 | 11805.5205 | 3.7072 | 43765.7003 |  |  |  |  | 5646.1185 | 1026.567 | 1026.567 |  | 3011.2632 | 547.5024 | 547.5024 |  | 8657.3817 | 0 | 8657.3817 | 340117.5846 | 0 | 39.2864 | 340117.5846 | 340117.5846 | 0 | 0 | 0 | 340117.5846 | 0 | 0
2015Q2 | 2015 | 2015-05-01 | 2015 | 5 | 2015-05-25 | 2015-05-01 | 2015-05-31 | 7.15% | 0.33629 |  |  | 0 | 0 | 0 | 0 | 0 | 0 | 0 | 0 | 0 | 0 | 0 | 0 | 0% | 0% | 0% | 0% | 0% | 0% | 0% | 0% | 0% | 0% | 0% | 0% | 0% | 0% | 0% | 0% | 0% | 0% | 0% | 0% | 0% | 0% | 0% | 0% | 0 | 20 | 5 | 5 | 1 | 31 | 1.5% | 14184 | 3546 | 4255.2 |  | 1 | 1 | 1 | 1 | 2836.8 | 709.2 | 851.04 |  | 1 | 1 | 1 | 1 | 21985.2 | 21985.2 | 4397.04 | 4397.04 | 15.3758 | 0 | 0 | 0 | 0 | 0 | 0 | 0 | 0 | 0 | 0 | 0 | 0 | 0 | 0 | 0 | 0 | 0 | 0 | 0% | 0% | 0% | 0% | 0% | 0% | 0% | 0% | 7771.0661 | 0 | 0 | 0 | 0 | 0 | 0 | 0% | 0 | 0 | 0 | 0 | 0 | 0 | 0% | 0% | 0% | 0% | 0% | 0% | 0 | 0 | 0 | 0 | 0 | 0 | 0 | 0 | 0 | 0 | 0 | 0 | 0 | 0 | 0 | 0 | 0 | 0 | 0 | 0 | 0 | 0 | 0 | 0 | 0 | 0 | 0 | 0 | 0 | 0 |  | 0 |  | No | 45 | 10638 | 0 | 2659.5 | 0 | 3191.4 | 0 | 0 | 38.8797 | 33.9815 | 641083.5923 | 81.7684 | 39.0255 | 1368802.7077 | 2009886.3 | 10638 | 0 | 2659.5 | 0 | 3191.4 | 0 | 0 | 0 | 0 | 0 | 0 | 205018.1304 | 3.2965 | 0 | 0 | 0 | 205018.1304 | 686519.2411 | 5109.5412 | 0 | 691628.7823 | 26035.9731 | 0.52066 | 0 | 9547.0731 | 3.7072 | 35393.1316 |  |  |  |  | 3421.89 | 855.4725 | 1026.567 |  | 2737.512 | 684.378 | 821.2536 |  | 6159.402 | 0 | 6159.402 | 247593.904 | 0 | 40.1977 | 247593.904 | 247593.904 | 0 | 0 | 0 | 247593.904 | 0 | 0
2015Q2 | 2015 | 2015-06-01 | 2015 | 6 |  | 2015-06-01 | 2015-06-30 | 7.15% | 0.33435 |  |  | 0 | 0 | 0 | 0 | 0 | 0 | 0 | 0 | 0 | 0 | 0 | 0 | 0% | 0% | 0% | 0% | 0% | 0% | 0% | 0% | 0% | 0% | 0% | 0% | 0% | 0% | 0% | 0% | 0% | 0% | 0% | 0% | 0% | 0% | 0% | 0% | 0 | 22 | 4 | 4 | 0 | 30 | 1.5% | 15602.4 | 2836.8 | 2836.8 |  | 1 | 1 | 1 | 1 | 3120.48 | 567.36 | 567.36 |  | 1 | 1 | 1 | 1 | 21276 | 21276 | 4255.2 | 4255.2 | 15.4606 | 0 | 0 | 0 | 0 | 0 | 0 | 0 | 0 | 0 | 0 | 0 | 0 | 0 | 0 | 0 | 0 | 0 | 0 | 0% | 0% | 0% | 0% | 0% | 0% | 0% | 0% | 7772.369 | 0 | 0 | 0 | 0 | 0 | 0 | 0% | 0 | 0 | 0 | 0 | 0 | 0 | 0% | 0% | 0% | 0% | 0% | 0% | 0 | 0 | 0 | 0 | 0 | 0 | 0 | 0 | 0 | 0 | 0 | 0 | 0 | 0 | 0 | 0 | 0 | 0 | 0 | 0 | 0 | 0 | 0 | 0 | 0 | 0 | 0 | 0 | 0 | 0 |  | 0 |  | No | 45 | 11701.8 | 0 | 2127.6 | 0 | 2127.6 | 0 | 0 | 38.8797 | 33.9815 | 620403.4764 | 81.7684 | 39.0255 | 1324647.7816 | 1945051.258 | 11701.8 | 0 | 2127.6 | 0 | 2127.6 | 0 | 0 | 0 | 0 | 0 | 0 | 198437.9064 | 3.3363 | 0 | 0 | 0 | 198437.9064 | 672386.5554 | 5004.4466 | 0 | 677391.002 | 25196.103 | 0.52075 | 0 | 9239.103 | 3.7072 | 34251.4176 |  |  |  |  | 3764.079 | 684.378 | 684.378 |  | 3011.2632 | 547.5024 | 547.5024 |  | 6775.3422 | 0 | 6775.3422 | 281483.3722 | 0 | 41.5453 | 281483.3722 | 281483.3722 | 0 | 0 | 0 | 281483.3722 | 0 | 0
2015Q3 | 2015 | 2015-07-01 | 2015 | 7 | 2015-07-04 | 2015-07-01 | 2015-07-31 | 7.15% | 0.33236 |  |  | 0 | 0 | 0 | 0 | 0 | 0 | 0 | 0 | 0 | 0 | 0 | 0 | 0% | 0% | 0% | 0% | 0% | 0% | 0% | 0% | 0% | 0% | 0% | 0% | 0% | 0% | 0% | 0% | 0% | 0% | 0% | 0% | 0% | 0% | 0% | 0% | 0 | 23 | 3 | 4 | 1 | 31 | 1.5% | 16311.6 | 2127.6 | 3546 |  | 1 | 1 | 1 | 1 | 3262.32 | 425.52 | 709.2 |  | 1 | 1 | 1 | 1 | 21985.2 | 21985.2 | 4397.04 | 4397.04 | 15.5428 | 0 | 0 | 0 | 0 | 0 | 0 | 0 | 0 | 0 | 0 | 0 | 0 | 0 | 0 | 0 | 0 | 0 | 0 | 0% | 0% | 0% | 0% | 0% | 0% | 0% | 0% | 7773.6718 | 0 | 0 | 0 | 0 | 0 | 0 | 0% | 0 | 0 | 0 | 0 | 0 | 0 | 0% | 0% | 0% | 0% | 0% | 0% | 0 | 0 | 0 | 0 | 0 | 0 | 0 | 0 | 0 | 0 | 0 | 0 | 0 | 0 | 0 | 0 | 0 | 0 | 0 | 0 | 0 | 0 | 0 | 0 | 0 | 0 | 0 | 0 | 0 | 0 |  | 0 |  | No | 45 | 12233.7 | 0 | 1595.7 | 0 | 2659.5 | 0 | 0 | 38.8797 | 33.9815 | 641083.5923 | 81.7684 | 39.0255 | 1368802.7077 | 2009886.3 | 12233.7 | 0 | 1595.7 | 0 | 2659.5 | 0 | 0 | 0 | 0 | 0 | 0 | 205086.8762 | 3.4274 | 0 | 0 | 0 | 205086.8762 | 713592.7376 | 5312.4167 | 0 | 718905.1544 | 26035.9731 | 0.52084 | 0 | 9547.0731 | 3.7072 | 35393.1316 |  |  |  |  | 3935.1735 | 513.2835 | 855.4725 |  | 3148.1388 | 410.6268 | 684.378 |  | 8691.6006 | 0 | 8691.6006 | 458642.8677 | 0 | 52.7685 | 458642.8677 | 458642.8677 | 0 | 0 | 0 | 458642.8677 | 0 | 0
2015Q3 | 2015 | 2015-08-01 | 2015 | 8 |  | 2015-08-01 | 2015-08-31 | 7.15% | 0.33039 |  |  | 0 | 0 | 0 | 0 | 0 | 0 | 0 | 0 | 0 | 0 | 0 | 0 | 0% | 0% | 0% | 0% | 0% | 0% | 0% | 0% | 0% | 0% | 0% | 0% | 0% | 0% | 0% | 0% | 0% | 0% | 0% | 0% | 0% | 0% | 0% | 0% | 0 | 21 | 5 | 5 | 0 | 31 | 1.5% | 14893.2 | 3546 | 3546 |  | 1 | 1 | 1 | 1 | 2978.64 | 709.2 | 709.2 |  | 1 | 1 | 1 | 1 | 21985.2 | 21985.2 | 4397.04 | 4397.04 | 15.6277 | 0 | 0 | 0 | 0 | 0 | 0 | 0 | 0 | 0 | 0 | 0 | 0 | 0 | 0 | 0 | 0 | 0 | 0 | 0% | 0% | 0% | 0% | 0% | 0% | 0% | 0% | 7774.9747 | 0 | 0 | 0 | 0 | 0 | 0 | 0% | 0 | 0 | 0 | 0 | 0 | 0 | 0% | 0% | 0% | 0% | 0% | 0% | 0 | 0 | 0 | 0 | 0 | 0 | 0 | 0 | 0 | 0 | 0 | 0 | 0 | 0 | 0 | 0 | 0 | 0 | 0 | 0 | 0 | 0 | 0 | 0 | 0 | 0 | 0 | 0 | 0 | 0 |  | 0 |  | No | 45 | 11169.9 | 0 | 2659.5 | 0 | 2659.5 | 0 | 0 | 38.8797 | 33.9815 | 641083.5923 | 81.7684 | 39.0255 | 1368802.7077 | 2009886.3 | 11169.9 | 0 | 2659.5 | 0 | 2659.5 | 0 | 0 | 0 | 0 | 0 | 0 | 205121.2491 | 3.5567 | 0 | 0 | 0 | 205121.2491 | 740241.7573 | 5512.8865 | 0 | 745754.6438 | 26035.9731 | 0.52092 | 0 | 9547.0731 | 3.7072 | 35393.1316 |  |  |  |  | 3592.9845 | 855.4725 | 855.4725 |  | 2874.3876 | 684.378 | 684.378 |  | 9547.0731 | 0 | 9547.0731 | 610869.5353 | 0 | 63.985 | 610869.5353 | 610869.5353 | 0 | 0 | 0 | 610869.5353 | 0 | 0
2015Q3 | 2015 | 2015-09-01 | 2015 | 9 | 2015-09-07 | 2015-09-01 | 2015-09-30 | 7.15% | 0.32849 |  |  | 0 | 0 | 0 | 0 | 0 | 0 | 0 | 0 | 0 | 0 | 0 | 0 | 0% | 0% | 0% | 0% | 0% | 0% | 0% | 0% | 0% | 0% | 0% | 0% | 0% | 0% | 0% | 0% | 0% | 0% | 0% | 0% | 0% | 0% | 0% | 0% | 0 | 21 | 4 | 4 | 1 | 30 | 1.5% | 14893.2 | 2836.8 | 3546 |  | 1 | 1 | 1 | 1 | 2978.64 | 567.36 | 709.2 |  | 1 | 1 | 1 | 1 | 21276 | 21276 | 4255.2 | 4255.2 | 15.7125 | 0 | 0 | 0 | 0 | 0 | 0 | 0 | 0 | 0 | 0 | 0 | 0 | 0 | 0 | 0 | 0 | 0 | 0 | 0% | 0% | 0% | 0% | 0% | 0% | 0% | 0% | 7776.2776 | 0 | 0 | 0 | 0 | 0 | 0 | 0% | 0 | 0 | 0 | 0 | 0 | 0 | 0% | 0% | 0% | 0% | 0% | 0% | 0 | 0 | 0 | 0 | 0 | 0 | 0 | 0 | 0 | 0 | 0 | 0 | 0 | 0 | 0 | 0 | 0 | 0 | 0 | 0 | 0 | 0 | 0 | 0 | 0 | 0 | 0 | 0 | 0 | 0 |  | 0 |  | No | 45 | 11169.9 | 0 | 2127.6 | 0 | 2659.5 | 0 | 0 | 38.8797 | 33.9815 | 620403.4764 | 81.7684 | 39.0255 | 1324647.7816 | 1945051.258 | 11169.9 | 0 | 2127.6 | 0 | 2659.5 | 0 | 0 | 0 | 0 | 0 | 0 | 198537.6987 | 3.7107 | 0 | 0 | 0 | 198537.6987 | 747055.1347 | 5566.031 | 0 | 752621.1657 | 25196.103 | 0.52101 | 0 | 9239.103 | 3.7072 | 34251.4176 |  |  |  |  | 3592.9845 | 684.378 | 855.4725 |  | 2874.3876 | 547.5024 | 684.378 |  | 7699.2525 | 0 | 7699.2525 | 446877.1297 | 0 | 58.0416 | 446877.1297 | 446877.1297 | 0 | 0 | 0 | 446877.1297 | 0 | 0
2015Q4 | 2015 | 2015-10-01 | 2015 | 10 |  | 2015-10-01 | 2015-10-31 | 7.15% | 0.32654 |  |  | 0 | 0 | 0 | 0 | 0 | 0 | 0 | 0 | 0 | 0 | 0 | 0 | 0% | 0% | 0% | 0% | 0% | 0% | 0% | 0% | 0% | 0% | 0% | 0% | 0% | 0% | 0% | 0% | 0% | 0% | 0% | 0% | 0% | 0% | 0% | 0% | 0 | 22 | 5 | 4 | 0 | 31 | 1.5% | 15602.4 | 3546 | 2836.8 |  | 1 | 1 | 1 | 1 | 3120.48 | 709.2 | 567.36 |  | 1 | 1 | 1 | 1 | 21985.2 | 21985.2 | 4397.04 | 4397.04 | 15.7947 | 0 | 0 | 0 | 0 | 0 | 0 | 0 | 0 | 0 | 0 | 0 | 0 | 0 | 0 | 0 | 0 | 0 | 0 | 0% | 0% | 0% | 0% | 0% | 0% | 0% | 0% | 7777.5805 | 0 | 0 | 0 | 0 | 0 | 0 | 0% | 0 | 0 | 0 | 0 | 0 | 0 | 0% | 0% | 0% | 0% | 0% | 0% | 0 | 0 | 0 | 0 | 0 | 0 | 0 | 0 | 0 | 0 | 0 | 0 | 0 | 0 | 0 | 0 | 0 | 0 | 0 | 0 | 0 | 0 | 0 | 0 | 0 | 0 | 0 | 0 | 0 | 0 |  | 0 |  | No | 45 | 9751.5 | 2925.45 | 2216.25 | 664.875 | 1773 | 531.9 | 0 | 38.8797 | 33.9815 | 694507.225 | 81.7684 | 39.0255 | 707727.2097 | 1402234.4347 | 9751.5 | 2925.45 | 2216.25 | 664.875 | 1773 | 531.9 | 0 | 0 | 0 | 0 | 0 | 237250.9315 | 3.8756 | 0 | 0 | 0 | 237250.9315 | 931847.6602 | 6007.1616 | 0 | 937854.8217 | 30062.0129 | 0.5211 | 0 | 12199.0378 | 3.7072 | 45224.557 |  |  |  |  | 5646.1185 | 1283.2088 | 1026.567 |  | 3011.2632 | 684.378 | 547.5024 |  | 8657.3817 | 0 | 8657.3817 | 481528.4129 | 0 | 55.6206 | 481528.4129 | 481528.4129 | 0 | 0 | 0 | 481528.4129 | 0 | 0
2015Q4 | 2015 | 2015-11-01 | 2015 | 11 | 2015-11-26 | 2015-11-01 | 2015-11-30 | 7.15% | 0.32466 |  |  | 0 | 0 | 0 | 0 | 0 | 0 | 0 | 0 | 0 | 0 | 0 | 0 | 0% | 0% | 0% | 0% | 0% | 0% | 0% | 0% | 0% | 0% | 0% | 0% | 0% | 0% | 0% | 0% | 0% | 0% | 0% | 0% | 0% | 0% | 0% | 0% | 0 | 20 | 4 | 5 | 1 | 30 | 1.5% | 14184 | 2836.8 | 4255.2 |  | 1 | 1 | 1 | 1 | 2836.8 | 567.36 | 851.04 |  | 1 | 1 | 1 | 1 | 21276 | 21276 | 4255.2 | 4255.2 | 15.8795 | 0 | 0 | 0 | 0 | 0 | 0 | 0 | 0 | 0 | 0 | 0 | 0 | 0 | 0 | 0 | 0 | 0 | 0 | 0% | 0% | 0% | 0% | 0% | 0% | 0% | 0% | 7778.8834 | 0 | 0 | 0 | 0 | 0 | 0 | 0% | 0 | 0 | 0 | 0 | 0 | 0 | 0% | 0% | 0% | 0% | 0% | 0% | 0 | 0 | 0 | 0 | 0 | 0 | 0 | 0 | 0 | 0 | 0 | 0 | 0 | 0 | 0 | 0 | 0 | 0 | 0 | 0 | 0 | 0 | 0 | 0 | 0 | 0 | 0 | 0 | 0 | 0 |  | 0 |  | No | 45 | 8865 | 2659.5 | 1773 | 531.9 | 2659.5 | 797.85 | 0 | 38.8797 | 33.9815 | 672103.7661 | 81.7684 | 39.0255 | 684897.2997 | 1357001.0658 | 8865 | 2659.5 | 1773 | 531.9 | 2659.5 | 797.85 | 0 | 0 | 0 | 0 | 0 | 229636.1373 | 4.0382 | 0 | 0 | 0 | 229636.1373 | 939279.9493 | 6057.2951 | 0 | 945337.2444 | 29092.2705 | 0.52119 | 0 | 11805.5205 | 3.7072 | 43765.7003 |  |  |  |  | 5132.835 | 1026.567 | 1539.8505 |  | 2737.512 | 547.5024 | 821.2536 |  | 7870.347 | 0 | 7870.347 | 422604.2624 | 0 | 53.6958 | 422604.2624 | 422604.2624 | 0 | 0 | 0 | 422604.2624 | 0 | 0
2015Q4 | 2015 | 2015-12-01 | 2015 | 12 | 2015-12-25 | 2015-12-01 | 2015-12-31 | 7.15% | 0.32273 |  |  | 0 | 0 | 0 | 0 | 0 | 0 | 0 | 0 | 0 | 0 | 0 | 0 | 0% | 0% | 0% | 0% | 0% | 0% | 0% | 0% | 0% | 0% | 0% | 0% | 0% | 0% | 0% | 0% | 0% | 0% | 0% | 0% | 0% | 0% | 0% | 0% | 0 | 22 | 4 | 4 | 1 | 31 | 1.5% | 15602.4 | 2836.8 | 3546 |  | 1 | 1 | 1 | 1 | 3120.48 | 567.36 | 709.2 |  | 1 | 1 | 1 | 1 | 21985.2 | 21985.2 | 4397.04 | 4397.04 | 15.9617 | 0 | 0 | 0 | 0 | 0 | 0 | 0 | 0 | 0 | 0 | 0 | 0 | 0 | 0 | 0 | 0 | 0 | 0 | 0% | 0% | 0% | 0% | 0% | 0% | 0% | 0% | 7664 | 0 | 0 | 0 | 0 | 0 | 0 | 0% | 0 | 0 | 0 | 0 | 0 | 0 | 0% | 0% | 0% | 0% | 0% | 0% | 0 | 0 | 0 | 0 | 0 | 0 | 0 | 0 | 0 | 0 | 0 | 0 | 0 | 0 | 0 | 0 | 0 | 0 | 0 | 0 | 0 | 0 | 0 | 0 | 0 | 0 | 0 | 0 | 0 | 0 |  | 0 |  | No | 45 | 9751.5 | 2925.45 | 1773 | 531.9 | 2216.25 | 664.875 | 0 | 38.8797 | 33.9815 | 694507.225 | 81.7684 | 39.0255 | 707727.2097 | 1402234.4347 | 9751.5 | 2925.45 | 1773 | 531.9 | 2216.25 | 664.875 | 0 | 0 | 0 | 0 | 0 | 233786.2198 | 4.21 | 0 | 0 | 0 | 233786.2198 | 996411.3335 | 6525.4409 | 0 | 1002936.7745 | 30062.0129 | 0.51349 | 0 | 12199.0378 | 3.7072 | 45224.557 |  |  |  |  | 5646.1185 | 1026.567 | 1283.2088 |  | 3011.2632 | 547.5024 | 684.378 |  | 8657.3817 | 0 | 8657.3817 | 458317.9586 | 0 | 52.9396 | 458317.9586 | 458317.9586 | 0 | 0 | 0 | 458317.9586 | 0 | 0
2016Q1 | 2016 | 2016-01-01 | 2016 | 1 | 2016-01-01 | 2016-01-01 | 2016-01-31 | 7.15% | 0.32081 |  |  | 0 | 0 | 0 | 0 | 0 | 0 | 0 | 0 | 0 | 0 | 0 | 0 | 0% | 0% | 0% | 0% | 0% | 0% | 0% | 0% | 0% | 0% | 0% | 0% | 0% | 0% | 0% | 0% | 0% | 0% | 0% | 0% | 0% | 0% | 0% | 0% | 0 | 20 | 5 | 5 | 1 | 31 | 1.5% | 14184 | 3546 | 4255.2 |  | 1 | 1 | 1 | 1 | 2836.8 | 709.2 | 851.04 |  | 1 | 1 | 1 | 1 | 21985.2 | 21985.2 | 4397.04 | 4397.04 | 16.0465 | 0 | 0 | 0 | 0 | 0 | 0 | 0 | 0 | 0 | 0 | 0 | 0 | 0 | 0 | 0 | 0 | 0 | 0 | 0% | 0% | 0% | 0% | 0% | 0% | 0% | 0% | 7666.031 | 0 | 0 | 0 | 0 | 0 | 0 | 0% | 0 | 0 | 0 | 0 | 0 | 0 | 0% | 0% | 0% | 0% | 0% | 0% | 0 | 0 | 0 | 0 | 0 | 0 | 0 | 0 | 0 | 0 | 0 | 0 | 0 | 0 | 0 | 0 | 0 | 0 | 0 | 0 | 0 | 0 | 0 | 0 | 0 | 0 | 0 | 0 | 0 | 0 |  | 0 |  | No | 45 | 8865 | 2659.5 | 2216.25 | 664.875 | 2659.5 | 797.85 | 0 | 38.8797 | 33.9815 | 694507.225 | 81.7684 | 39.0255 | 707727.2097 | 1402234.4347 | 8865 | 2659.5 | 2216.25 | 664.875 | 2659.5 | 797.85 | 0 | 0 | 0 | 0 | 0 | 233848.1731 | 3.9889 | 0 | 0 | 0 | 233848.1731 | 944976.4164 | 6182.7681 | 0 | 951159.1846 | 30062.0128 | 0.51362 | 0 | 12199.0379 | 3.8184 | 46581.2937 |  |  |  |  | 5132.835 | 1283.2088 | 1539.8505 |  | 2737.512 | 684.378 | 821.2536 |  | 7870.347 | 0 | 7870.347 | 436447.9565 | 0 | 55.4547 | 436447.9565 | 436447.9565 | 0 | 0 | 0 | 436447.9565 | 0 | 0
2016Q1 | 2016 | 2016-02-01 | 2016 | 2 |  | 2016-02-01 | 2016-02-29 | 7.15% | 0.31902 |  |  | 0 | 0 | 0 | 0 | 0 | 0 | 0 | 0 | 0 | 0 | 0 | 0 | 0% | 0% | 0% | 0% | 0% | 0% | 0% | 0% | 0% | 0% | 0% | 0% | 0% | 0% | 0% | 0% | 0% | 0% | 0% | 0% | 0% | 0% | 0% | 0% | 0 | 21 | 4 | 4 | 0 | 29 | 1.5% | 14893.2 | 2836.8 | 2836.8 |  | 1 | 1 | 1 | 1 | 2978.64 | 567.36 | 567.36 |  | 1 | 1 | 1 | 1 | 20566.8 | 20566.8 | 4113.36 | 4113.36 | 16.1314 | 0 | 0 | 0 | 0 | 0 | 0 | 0 | 0 | 0 | 0 | 0 | 0 | 0 | 0 | 0 | 0 | 0 | 0 | 0% | 0% | 0% | 0% | 0% | 0% | 0% | 0% | 7668.0619 | 0 | 0 | 0 | 0 | 0 | 0 | 0% | 0 | 0 | 0 | 0 | 0 | 0 | 0% | 0% | 0% | 0% | 0% | 0% | 0 | 0 | 0 | 0 | 0 | 0 | 0 | 0 | 0 | 0 | 0 | 0 | 0 | 0 | 0 | 0 | 0 | 0 | 0 | 0 | 0 | 0 | 0 | 0 | 0 | 0 | 0 | 0 | 0 | 0 |  | 0 |  | No | 45 | 9308.25 | 2792.475 | 1773 | 531.9 | 1773 | 531.9 | 0 | 38.8797 | 33.9815 | 649700.3072 | 81.7684 | 39.0255 | 662067.3897 | 1311767.697 | 9308.25 | 2792.475 | 1773 | 531.9 | 1773 | 531.9 | 0 | 0 | 0 | 0 | 0 | 218819.1506 | 3.6842 | 0 | 0 | 0 | 218819.1506 | 817574.1634 | 5342.0911 | 0 | 822916.2545 | 28122.5282 | 0.51376 | 0 | 11412.0031 | 3.8184 | 43576.0489 |  |  |  |  | 5389.4768 | 1026.567 | 1026.567 |  | 2874.3876 | 547.5024 | 547.5024 |  | 8263.8643 | 0 | 8263.8643 | 344005.0359 | 0 | 41.6276 | 344005.0359 | 344005.0359 | 0 | 0 | 0 | 344005.0359 | 0 | 0
2016Q1 | 2016 | 2016-03-01 | 2016 | 3 |  | 2016-03-01 | 2016-03-31 | 7.15% | 0.31713 |  |  | 0 | 0 | 0 | 0 | 0 | 0 | 0 | 0 | 0 | 0 | 0 | 0 | 0% | 0% | 0% | 0% | 0% | 0% | 0% | 0% | 0% | 0% | 0% | 0% | 0% | 0% | 0% | 0% | 0% | 0% | 0% | 0% | 0% | 0% | 0% | 0% | 0 | 23 | 4 | 4 | 0 | 31 | 1.5% | 16311.6 | 2836.8 | 2836.8 |  | 1 | 1 | 1 | 1 | 3262.32 | 567.36 | 567.36 |  | 1 | 1 | 1 | 1 | 21985.2 | 21985.2 | 4397.04 | 4397.04 | 16.2108 | 0 | 0 | 0 | 0 | 0 | 0 | 0 | 0 | 0 | 0 | 0 | 0 | 0 | 0 | 0 | 0 | 0 | 0 | 0% | 0% | 0% | 0% | 0% | 0% | 0% | 0% | 7670.0929 | 0 | 0 | 0 | 0 | 0 | 0 | 0% | 0 | 0 | 0 | 0 | 0 | 0 | 0% | 0% | 0% | 0% | 0% | 0% | 0 | 0 | 0 | 0 | 0 | 0 | 0 | 0 | 0 | 0 | 0 | 0 | 0 | 0 | 0 | 0 | 0 | 0 | 0 | 0 | 0 | 0 | 0 | 0 | 0 | 0 | 0 | 0 | 0 | 0 |  | 0 |  | No | 45 | 10194.75 | 3058.425 | 1773 | 531.9 | 1773 | 531.9 | 0 | 38.8797 | 33.9815 | 694507.225 | 81.7684 | 39.0255 | 707727.2097 | 1402234.4347 | 10194.75 | 3058.425 | 1773 | 531.9 | 1773 | 531.9 | 0 | 0 | 0 | 0 | 0 | 233972.0798 | 3.4866 | 0 | 0 | 0 | 233972.0798 | 827959.1572 | 5404.2443 | 0 | 833363.4015 | 30062.0128 | 0.5139 | 0 | 12199.0378 | 3.8184 | 46581.2937 |  |  |  |  | 5902.7603 | 1026.567 | 1026.567 |  | 3148.1388 | 547.5024 | 547.5024 |  | 9050.899 | 0 | 9050.899 | 373731.3108 | 0 | 41.2922 | 373731.3108 | 373731.3108 | 0 | 0 | 0 | 373731.3108 | 0 | 0
2016Q2 | 2016 | 2016-04-01 | 2016 | 4 |  | 2016-04-01 | 2016-04-30 | 7.15% | 0.3153 |  |  | 0 | 0 | 0 | 0 | 0 | 0 | 0 | 0 | 0 | 0 | 0 | 0 | 0% | 0% | 0% | 0% | 0% | 0% | 0% | 0% | 0% | 0% | 0% | 0% | 0% | 0% | 0% | 0% | 0% | 0% | 0% | 0% | 0% | 0% | 0% | 0% | 0 | 21 | 5 | 4 | 0 | 30 | 1.5% | 14893.2 | 3546 | 2836.8 |  | 1 | 1 | 1 | 1 | 2978.64 | 709.2 | 567.36 |  | 1 | 1 | 1 | 1 | 21276 | 21276 | 4255.2 | 4255.2 | 16.2957 | 0 | 0 | 0 | 0 | 0 | 0 | 0 | 0 | 0 | 0 | 0 | 0 | 0 | 0 | 0 | 0 | 0 | 0 | 0% | 0% | 0% | 0% | 0% | 0% | 0% | 0% | 7672.1238 | 0 | 0 | 0 | 0 | 0 | 0 | 0% | 0 | 0 | 0 | 0 | 0 | 0 | 0% | 0% | 0% | 0% | 0% | 0% | 0 | 0 | 0 | 0 | 0 | 0 | 0 | 0 | 0 | 0 | 0 | 0 | 0 | 0 | 0 | 0 | 0 | 0 | 0 | 0 | 0 | 0 | 0 | 0 | 0 | 0 | 0 | 0 | 0 | 0 |  | 0 |  | No | 45 | 9308.25 | 2792.475 | 2216.25 | 664.875 | 1773 | 531.9 | 0 | 38.8797 | 33.9815 | 672103.7661 | 81.7684 | 39.0255 | 684897.2997 | 1357001.0658 | 9308.25 | 2792.475 | 2216.25 | 664.875 | 1773 | 531.9 | 0 | 0 | 0 | 0 | 0 | 226484.5482 | 3.382 | 0 | 0 | 0 | 226484.5482 | 777772.5029 | 5073.0127 | 0 | 782845.5156 | 29092.2705 | 0.51403 | 0 | 11805.5205 | 3.8184 | 45078.6713 |  |  |  |  | 5389.4768 | 1283.2088 | 1026.567 |  | 2874.3876 | 684.378 | 547.5024 |  | 8263.8643 | 0 | 8263.8643 | 339541.7655 | 0 | 41.0875 | 339541.7655 | 339541.7655 | 0 | 0 | 0 | 339541.7655 | 0 | 0
2016Q2 | 2016 | 2016-05-01 | 2016 | 5 | 2016-05-30 | 2016-05-01 | 2016-05-31 | 7.15% | 0.31343 |  |  | 0 | 0 | 0 | 0 | 0 | 0 | 0 | 0 | 0 | 0 | 0 | 0 | 0% | 0% | 0% | 0% | 0% | 0% | 0% | 0% | 0% | 0% | 0% | 0% | 0% | 0% | 0% | 0% | 0% | 0% | 0% | 0% | 0% | 0% | 0% | 0% | 0 | 21 | 4 | 5 | 1 | 31 | 1.5% | 14893.2 | 2836.8 | 4255.2 |  | 1 | 1 | 1 | 1 | 2978.64 | 567.36 | 851.04 |  | 1 | 1 | 1 | 1 | 21985.2 | 21985.2 | 4397.04 | 4397.04 | 16.3778 | 0 | 0 | 0 | 0 | 0 | 0 | 0 | 0 | 0 | 0 | 0 | 0 | 0 | 0 | 0 | 0 | 0 | 0 | 0% | 0% | 0% | 0% | 0% | 0% | 0% | 0% | 7674.1548 | 0 | 0 | 0 | 0 | 0 | 0 | 0% | 0 | 0 | 0 | 0 | 0 | 0 | 0% | 0% | 0% | 0% | 0% | 0% | 0 | 0 | 0 | 0 | 0 | 0 | 0 | 0 | 0 | 0 | 0 | 0 | 0 | 0 | 0 | 0 | 0 | 0 | 0 | 0 | 0 | 0 | 0 | 0 | 0 | 0 | 0 | 0 | 0 | 0 |  | 0 |  | No | 45 | 11169.9 | 0 | 2127.6 | 0 | 3191.4 | 0 | 0 | 39.8128 | 34.797 | 656469.5985 | 83.7308 | 39.9621 | 1401653.9727 | 2058123.5712 | 11169.9 | 0 | 2127.6 | 0 | 3191.4 | 0 | 0 | 0 | 0 | 0 | 0 | 202461.3937 | 3.3565 | 0 | 0 | 0 | 202461.3937 | 690110.3921 | 5202.5787 | 0 | 695312.9708 | 26035.9731 | 0.51417 | 0 | 9547.0731 | 3.8184 | 36454.9255 |  |  |  |  | 3592.9845 | 684.378 | 1026.567 |  | 2874.3876 | 547.5024 | 821.2536 |  | 6467.3721 | 0 | 6467.3721 | 282839.7908 | 0 | 43.7333 | 282839.7908 | 282839.7908 | 0 | 0 | 0 | 282839.7908 | 0 | 0
2016Q2 | 2016 | 2016-06-01 | 2016 | 6 |  | 2016-06-01 | 2016-06-30 | 7.15% | 0.31162 |  |  | 0 | 0 | 0 | 0 | 0 | 0 | 0 | 0 | 0 | 0 | 0 | 0 | 0% | 0% | 0% | 0% | 0% | 0% | 0% | 0% | 0% | 0% | 0% | 0% | 0% | 0% | 0% | 0% | 0% | 0% | 0% | 0% | 0% | 0% | 0% | 0% | 0 | 22 | 4 | 4 | 0 | 30 | 1.5% | 15602.4 | 2836.8 | 2836.8 |  | 1 | 1 | 1 | 1 | 3120.48 | 567.36 | 567.36 |  | 1 | 1 | 1 | 1 | 21276 | 21276 | 4255.2 | 4255.2 | 16.4627 | 0 | 0 | 0 | 0 | 0 | 0 | 0 | 0 | 0 | 0 | 0 | 0 | 0 | 0 | 0 | 0 | 0 | 0 | 0% | 0% | 0% | 0% | 0% | 0% | 0% | 0% | 7676.1858 | 0 | 0 | 0 | 0 | 0 | 0 | 0% | 0 | 0 | 0 | 0 | 0 | 0 | 0% | 0% | 0% | 0% | 0% | 0% | 0 | 0 | 0 | 0 | 0 | 0 | 0 | 0 | 0 | 0 | 0 | 0 | 0 | 0 | 0 | 0 | 0 | 0 | 0 | 0 | 0 | 0 | 0 | 0 | 0 | 0 | 0 | 0 | 0 | 0 |  | 0 |  | No | 45 | 11701.8 | 0 | 2127.6 | 0 | 2127.6 | 0 | 0 | 39.8128 | 34.797 | 635293.1598 | 83.7308 | 39.9621 | 1356439.3284 | 1991732.4882 | 11701.8 | 0 | 2127.6 | 0 | 2127.6 | 0 | 0 | 0 | 0 | 0 | 0 | 195982.2339 | 3.397 | 0 | 0 | 0 | 195982.2339 | 675971.5357 | 5095.5705 | 0 | 681067.1062 | 25196.103 | 0.5143 | 0 | 9239.103 | 3.8184 | 35278.9602 |  |  |  |  | 3764.079 | 684.378 | 684.378 |  | 3011.2632 | 547.5024 | 547.5024 |  | 6775.3422 | 0 | 6775.3422 | 282146.9915 | 0 | 41.6432 | 282146.9915 | 282146.9915 | 0 | 0 | 0 | 282146.9915 | 0 | 0
2016Q3 | 2016 | 2016-07-01 | 2016 | 7 | 2016-07-04 | 2016-07-01 | 2016-07-31 | 7.15% | 0.30977 |  |  | 0 | 0 | 0 | 0 | 0 | 0 | 0 | 0 | 0 | 0 | 0 | 0 | 0% | 0% | 0% | 0% | 0% | 0% | 0% | 0% | 0% | 0% | 0% | 0% | 0% | 0% | 0% | 0% | 0% | 0% | 0% | 0% | 0% | 0% | 0% | 0% | 0 | 20 | 5 | 5 | 1 | 31 | 1.5% | 14184 | 3546 | 4255.2 |  | 1 | 1 | 1 | 1 | 2836.8 | 709.2 | 851.04 |  | 1 | 1 | 1 | 1 | 21985.2 | 21985.2 | 4397.04 | 4397.04 | 16.5448 | 0 | 0 | 0 | 0 | 0 | 0 | 0 | 0 | 0 | 0 | 0 | 0 | 0 | 0 | 0 | 0 | 0 | 0 | 0% | 0% | 0% | 0% | 0% | 0% | 0% | 0% | 7678.2167 | 0 | 0 | 0 | 0 | 0 | 0 | 0% | 0 | 0 | 0 | 0 | 0 | 0 | 0% | 0% | 0% | 0% | 0% | 0% | 0 | 0 | 0 | 0 | 0 | 0 | 0 | 0 | 0 | 0 | 0 | 0 | 0 | 0 | 0 | 0 | 0 | 0 | 0 | 0 | 0 | 0 | 0 | 0 | 0 | 0 | 0 | 0 | 0 | 0 |  | 0 |  | No | 45 | 10638 | 0 | 2659.5 | 0 | 3191.4 | 0 | 0 | 39.8128 | 34.797 | 656469.5985 | 83.7308 | 39.9621 | 1401653.9727 | 2058123.5712 | 10638 | 0 | 2659.5 | 0 | 3191.4 | 0 | 0 | 0 | 0 | 0 | 0 | 202568.5563 | 3.4898 | 0 | 0 | 0 | 202568.5563 | 717472.1226 | 5409.1483 | 0 | 722881.2709 | 26035.9731 | 0.51444 | 0 | 9547.0731 | 3.8184 | 36454.9255 |  |  |  |  | 3421.89 | 855.4725 | 1026.567 |  | 2737.512 | 684.378 | 821.2536 |  | 8520.5061 | 0 | 8520.5061 | 443642.5384 | 0 | 52.0676 | 443642.5384 | 443642.5384 | 0 | 0 | 0 | 443642.5384 | 0 | 0
2016Q3 | 2016 | 2016-08-01 | 2016 | 8 |  | 2016-08-01 | 2016-08-31 | 7.15% | 0.30793 |  |  | 0 | 0 | 0 | 0 | 0 | 0 | 0 | 0 | 0 | 0 | 0 | 0 | 0% | 0% | 0% | 0% | 0% | 0% | 0% | 0% | 0% | 0% | 0% | 0% | 0% | 0% | 0% | 0% | 0% | 0% | 0% | 0% | 0% | 0% | 0% | 0% | 0 | 23 | 4 | 4 | 0 | 31 | 1.5% | 16311.6 | 2836.8 | 2836.8 |  | 1 | 1 | 1 | 1 | 3262.32 | 567.36 | 567.36 |  | 1 | 1 | 1 | 1 | 21985.2 | 21985.2 | 4397.04 | 4397.04 | 16.6297 | 0 | 0 | 0 | 0 | 0 | 0 | 0 | 0 | 0 | 0 | 0 | 0 | 0 | 0 | 0 | 0 | 0 | 0 | 0% | 0% | 0% | 0% | 0% | 0% | 0% | 0% | 7680.2477 | 0 | 0 | 0 | 0 | 0 | 0 | 0% | 0 | 0 | 0 | 0 | 0 | 0 | 0% | 0% | 0% | 0% | 0% | 0% | 0 | 0 | 0 | 0 | 0 | 0 | 0 | 0 | 0 | 0 | 0 | 0 | 0 | 0 | 0 | 0 | 0 | 0 | 0 | 0 | 0 | 0 | 0 | 0 | 0 | 0 | 0 | 0 | 0 | 0 |  | 0 |  | No | 45 | 12233.7 | 0 | 2127.6 | 0 | 2127.6 | 0 | 0 | 39.8128 | 34.797 | 656469.5985 | 83.7308 | 39.9621 | 1401653.9727 | 2058123.5712 | 12233.7 | 0 | 2127.6 | 0 | 2127.6 | 0 | 0 | 0 | 0 | 0 | 0 | 202622.1376 | 3.6215 | 0 | 0 | 0 | 202622.1376 | 744345.2755 | 5613.2683 | 0 | 749958.5438 | 26035.9731 | 0.51458 | 0 | 9547.0731 | 3.8184 | 36454.9255 |  |  |  |  | 3935.1735 | 684.378 | 684.378 |  | 3148.1388 | 547.5024 | 547.5024 |  | 9547.0731 | 0 | 9547.0731 | 618222.8415 | 0 | 64.7552 | 618222.8415 | 618222.8415 | 0 | 0 | 0 | 618222.8415 | 0 | 0
2016Q3 | 2016 | 2016-09-01 | 2016 | 9 | 2016-09-05 | 2016-09-01 | 2016-09-30 | 7.15% | 0.30616 |  |  | 0 | 0 | 0 | 0 | 0 | 0 | 0 | 0 | 0 | 0 | 0 | 0 | 0% | 0% | 0% | 0% | 0% | 0% | 0% | 0% | 0% | 0% | 0% | 0% | 0% | 0% | 0% | 0% | 0% | 0% | 0% | 0% | 0% | 0% | 0% | 0% | 0 | 21 | 4 | 4 | 1 | 30 | 1.5% | 14893.2 | 2836.8 | 3546 |  | 1 | 1 | 1 | 1 | 2978.64 | 567.36 | 709.2 |  | 1 | 1 | 1 | 1 | 21276 | 21276 | 4255.2 | 4255.2 | 16.7146 | 0 | 0 | 0 | 0 | 0 | 0 | 0 | 0 | 0 | 0 | 0 | 0 | 0 | 0 | 0 | 0 | 0 | 0 | 0% | 0% | 0% | 0% | 0% | 0% | 0% | 0% | 7682.2786 | 0 | 0 | 0 | 0 | 0 | 0 | 0% | 0 | 0 | 0 | 0 | 0 | 0 | 0% | 0% | 0% | 0% | 0% | 0% | 0 | 0 | 0 | 0 | 0 | 0 | 0 | 0 | 0 | 0 | 0 | 0 | 0 | 0 | 0 | 0 | 0 | 0 | 0 | 0 | 0 | 0 | 0 | 0 | 0 | 0 | 0 | 0 | 0 | 0 |  | 0 |  | No | 45 | 11169.9 | 0 | 2127.6 | 0 | 2659.5 | 0 | 0 | 39.8128 | 34.797 | 635293.1598 | 83.7308 | 39.9621 | 1356439.3284 | 1991732.4882 | 11169.9 | 0 | 2127.6 | 0 | 2659.5 | 0 | 0 | 0 | 0 | 0 | 0 | 196137.7924 | 3.7783 | 0 | 0 | 0 | 196137.7924 | 751277.1153 | 5667.3805 | 0 | 756944.4958 | 25196.103 | 0.51471 | 0 | 9239.103 | 3.8184 | 35278.9602 |  |  |  |  | 3592.9845 | 684.378 | 855.4725 |  | 2874.3876 | 547.5024 | 684.378 |  | 7699.2525 | 0 | 7699.2525 | 451018.1068 | 0 | 58.5795 | 451018.1068 | 451018.1068 | 0 | 0 | 0 | 451018.1068 | 0 | 0
2016Q4 | 2016 | 2016-10-01 | 2016 | 10 |  | 2016-10-01 | 2016-10-31 | 7.15% | 0.30434 |  |  | 0 | 0 | 0 | 0 | 0 | 0 | 0 | 0 | 0 | 0 | 0 | 0 | 0% | 0% | 0% | 0% | 0% | 0% | 0% | 0% | 0% | 0% | 0% | 0% | 0% | 0% | 0% | 0% | 0% | 0% | 0% | 0% | 0% | 0% | 0% | 0% | 0 | 21 | 5 | 5 | 0 | 31 | 1.5% | 14893.2 | 3546 | 3546 |  | 1 | 1 | 1 | 1 | 2978.64 | 709.2 | 709.2 |  | 1 | 1 | 1 | 1 | 21985.2 | 21985.2 | 4397.04 | 4397.04 | 16.7967 | 0 | 0 | 0 | 0 | 0 | 0 | 0 | 0 | 0 | 0 | 0 | 0 | 0 | 0 | 0 | 0 | 0 | 0 | 0% | 0% | 0% | 0% | 0% | 0% | 0% | 0% | 7684.3096 | 0 | 0 | 0 | 0 | 0 | 0 | 0% | 0 | 0 | 0 | 0 | 0 | 0 | 0% | 0% | 0% | 0% | 0% | 0% | 0 | 0 | 0 | 0 | 0 | 0 | 0 | 0 | 0 | 0 | 0 | 0 | 0 | 0 | 0 | 0 | 0 | 0 | 0 | 0 | 0 | 0 | 0 | 0 | 0 | 0 | 0 | 0 | 0 | 0 |  | 0 |  | No | 45 | 9308.25 | 2792.475 | 2216.25 | 664.875 | 2216.25 | 664.875 | 0 | 39.8128 | 34.797 | 711175.3984 | 83.7308 | 39.9621 | 724712.6627 | 1435888.0611 | 9308.25 | 2792.475 | 2216.25 | 664.875 | 2216.25 | 664.875 | 0 | 0 | 0 | 0 | 0 | 234405.7532 | 3.9462 | 0 | 0 | 0 | 234405.7532 | 937214.4606 | 6116.5435 | 0 | 943331.0041 | 30062.0129 | 0.51485 | 0 | 12199.0379 | 3.8184 | 46581.2937 |  |  |  |  | 5389.4768 | 1283.2088 | 1283.2088 |  | 2874.3876 | 684.378 | 684.378 |  | 8263.8643 | 0 | 8263.8643 | 463238.5929 | 0 | 56.0559 | 463238.5929 | 463238.5929 | 0 | 0 | 0 | 463238.5929 | 0 | 0
2016Q4 | 2016 | 2016-11-01 | 2016 | 11 | 2016-11-24 | 2016-11-01 | 2016-11-30 | 7.15% | 0.30259 |  |  | 0 | 0 | 0 | 0 | 0 | 0 | 0 | 0 | 0 | 0 | 0 | 0 | 0% | 0% | 0% | 0% | 0% | 0% | 0% | 0% | 0% | 0% | 0% | 0% | 0% | 0% | 0% | 0% | 0% | 0% | 0% | 0% | 0% | 0% | 0% | 0% | 0 | 21 | 4 | 4 | 1 | 30 | 1.5% | 14893.2 | 2836.8 | 3546 |  | 1 | 1 | 1 | 1 | 2978.64 | 567.36 | 709.2 |  | 1 | 1 | 1 | 1 | 21276 | 21276 | 4255.2 | 4255.2 | 16.8816 | 0 | 0 | 0 | 0 | 0 | 0 | 0 | 0 | 0 | 0 | 0 | 0 | 0 | 0 | 0 | 0 | 0 | 0 | 0% | 0% | 0% | 0% | 0% | 0% | 0% | 0% | 7686.3406 | 0 | 0 | 0 | 0 | 0 | 0 | 0% | 0 | 0 | 0 | 0 | 0 | 0 | 0% | 0% | 0% | 0% | 0% | 0% | 0 | 0 | 0 | 0 | 0 | 0 | 0 | 0 | 0 | 0 | 0 | 0 | 0 | 0 | 0 | 0 | 0 | 0 | 0 | 0 | 0 | 0 | 0 | 0 | 0 | 0 | 0 | 0 | 0 | 0 |  | 0 |  | No | 45 | 9308.25 | 2792.475 | 1773 | 531.9 | 2216.25 | 664.875 | 0 | 39.8128 | 34.797 | 688234.2565 | 83.7308 | 39.9621 | 701334.8349 | 1389569.0914 | 9308.25 | 2792.475 | 1773 | 531.9 | 2216.25 | 664.875 | 0 | 0 | 0 | 0 | 0 | 226904.2322 | 4.1117 | 0 | 0 | 0 | 226904.2322 | 944789.8801 | 6167.5899 | 0 | 950957.47 | 29092.2705 | 0.51498 | 0 | 11805.5205 | 3.8184 | 45078.6713 |  |  |  |  | 5389.4768 | 1026.567 | 1283.2088 |  | 2874.3876 | 547.5024 | 684.378 |  | 8263.8643 | 0 | 8263.8643 | 458410.6929 | 0 | 55.4717 | 458410.6929 | 458410.6929 | 0 | 0 | 0 | 458410.6929 | 0 | 0
2016Q4 | 2016 | 2016-12-01 | 2016 | 12 | 2016-12-26 | 2016-12-01 | 2016-12-31 | 7.15% | 0.30079 |  |  | 0 | 0 | 0 | 0 | 0 | 0 | 0 | 0 | 0 | 0 | 0 | 0 | 0% | 0% | 0% | 0% | 0% | 0% | 0% | 0% | 0% | 0% | 0% | 0% | 0% | 0% | 0% | 0% | 0% | 0% | 0% | 0% | 0% | 0% | 0% | 0% | 0 | 21 | 5 | 4 | 1 | 31 | 1.5% | 14893.2 | 3546 | 3546 |  | 1 | 1 | 1 | 1 | 2978.64 | 709.2 | 709.2 |  | 1 | 1 | 1 | 1 | 21985.2 | 21985.2 | 4397.04 | 4397.04 | 16.9637 | 0 | 0 | 0 | 0 | 0 | 0 | 0 | 0 | 0 | 0 | 0 | 0 | 0 | 0 | 0 | 0 | 0 | 0 | 0% | 0% | 0% | 0% | 0% | 0% | 0% | 0% | 7688.3715 | 0 | 0 | 0 | 0 | 0 | 0 | 0% | 0 | 0 | 0 | 0 | 0 | 0 | 0% | 0% | 0% | 0% | 0% | 0% | 0 | 0 | 0 | 0 | 0 | 0 | 0 | 0 | 0 | 0 | 0 | 0 | 0 | 0 | 0 | 0 | 0 | 0 | 0 | 0 | 0 | 0 | 0 | 0 | 0 | 0 | 0 | 0 | 0 | 0 |  | 0 |  | No | 45 | 9308.25 | 2792.475 | 2216.25 | 664.875 | 2216.25 | 664.875 | 0 | 39.8128 | 34.797 | 711175.3984 | 83.7308 | 39.9621 | 724712.6627 | 1435888.0611 | 9308.25 | 2792.475 | 2216.25 | 664.875 | 2216.25 | 664.875 | 0 | 0 | 0 | 0 | 0 | 234529.6599 | 4.2866 | 0 | 0 | 0 | 234529.6599 | 1017558.3664 | 6644.2599 | 0 | 1024202.6263 | 30062.0129 | 0.51512 | 0 | 12199.0379 | 3.8184 | 46581.2937 |  |  |  |  | 5389.4768 | 1283.2088 | 1283.2088 |  | 2874.3876 | 684.378 | 684.378 |  | 8263.8643 | 0 | 8263.8643 | 466103.6885 | 0 | 56.4026 | 466103.6885 | 466103.6885 | 0 | 0 | 0 | 466103.6885 | 0 | 0
2017Q1 | 2017 | 2017-01-01 | 2017 | 1 | 2017-01-02 | 2017-01-01 | 2017-01-31 | 7.15% | 0.299 |  |  | 0 | 0 | 0 | 0 | 0 | 0 | 0 | 0 | 0 | 0 | 0 | 0 | 0% | 0% | 0% | 0% | 0% | 0% | 0% | 0% | 0% | 0% | 0% | 0% | 0% | 0% | 0% | 0% | 0% | 0% | 0% | 0% | 0% | 0% | 0% | 0% | 0 | 21 | 4 | 5 | 1 | 31 | 1.5% | 14893.2 | 2836.8 | 4255.2 |  | 1 | 1 | 1 | 1 | 2978.64 | 567.36 | 851.04 |  | 1 | 1 | 1 | 1 | 21985.2 | 21985.2 | 4397.04 | 4397.04 | 17.0486 | 0 | 0 | 0 | 0 | 0 | 0 | 0 | 0 | 0 | 0 | 0 | 0 | 0 | 0 | 0 | 0 | 0 | 0 | 0% | 0% | 0% | 0% | 0% | 0% | 0% | 0% | 7690.4025 | 0 | 0 | 0 | 0 | 0 | 0 | 0% | 0 | 0 | 0 | 0 | 0 | 0 | 0% | 0% | 0% | 0% | 0% | 0% | 0 | 0 | 0 | 0 | 0 | 0 | 0 | 0 | 0 | 0 | 0 | 0 | 0 | 0 | 0 | 0 | 0 | 0 | 0 | 0 | 0 | 0 | 0 | 0 | 0 | 0 | 0 | 0 | 0 | 0 |  | 0 |  | No | 45 | 9308.25 | 2792.475 | 1773 | 531.9 | 2659.5 | 797.85 | 0 | 39.8128 | 34.797 | 711175.3984 | 83.7308 | 39.9621 | 724712.6627 | 1435888.0611 | 9308.25 | 2792.475 | 1773 | 531.9 | 2659.5 | 797.85 | 0 | 0 | 0 | 0 | 0 | 234591.6133 | 4.0713 | 0 | 0 | 0 | 234591.6133 | 967306.4947 | 6310.4584 | 0 | 973616.9531 | 30062.0128 | 0.51526 | 0 | 12199.0378 | 3.933 | 47978.7325 |  |  |  |  | 5389.4768 | 1026.567 | 1539.8505 |  | 2874.3876 | 547.5024 | 821.2536 |  | 8263.8643 | 0 | 8263.8643 | 445842.7667 | 0 | 53.9509 | 445842.7667 | 445842.7667 | 0 | 0 | 0 | 445842.7667 | 0 | 0
2017Q1 | 2017 | 2017-02-01 | 2017 | 2 |  | 2017-02-01 | 2017-02-28 | 7.15% | 0.2974 |  |  | 0 | 0 | 0 | 0 | 0 | 0 | 0 | 0 | 0 | 0 | 0 | 0 | 0% | 0% | 0% | 0% | 0% | 0% | 0% | 0% | 0% | 0% | 0% | 0% | 0% | 0% | 0% | 0% | 0% | 0% | 0% | 0% | 0% | 0% | 0% | 0% | 0 | 20 | 4 | 4 | 0 | 28 | 1.5% | 14184 | 2836.8 | 2836.8 |  | 1 | 1 | 1 | 1 | 2836.8 | 567.36 | 567.36 |  | 1 | 1 | 1 | 1 | 19857.6 | 19857.6 | 3971.52 | 3971.52 | 17.1335 | 0 | 0 | 0 | 0 | 0 | 0 | 0 | 0 | 0 | 0 | 0 | 0 | 0 | 0 | 0 | 0 | 0 | 0 | 0% | 0% | 0% | 0% | 0% | 0% | 0% | 0% | 7692.4334 | 0 | 0 | 0 | 0 | 0 | 0 | 0% | 0 | 0 | 0 | 0 | 0 | 0 | 0% | 0% | 0% | 0% | 0% | 0% | 0 | 0 | 0 | 0 | 0 | 0 | 0 | 0 | 0 | 0 | 0 | 0 | 0 | 0 | 0 | 0 | 0 | 0 | 0 | 0 | 0 | 0 | 0 | 0 | 0 | 0 | 0 | 0 | 0 | 0 |  | 0 |  | No | 45 | 8865 | 2659.5 | 1773 | 531.9 | 1773 | 531.9 | 0 | 39.8128 | 34.797 | 642351.9727 | 83.7308 | 39.9621 | 654579.1792 | 1296931.152 | 8865 | 2659.5 | 1773 | 531.9 | 1773 | 531.9 | 0 | 0 | 0 | 0 | 0 | 211945.157 | 3.7603 | 0 | 0 | 0 | 211945.157 | 808017.4119 | 5264.4048 | 0 | 813281.8167 | 27152.7858 | 0.51539 | 0 | 11018.4858 | 3.933 | 43335.6294 |  |  |  |  | 5132.835 | 1026.567 | 1026.567 |  | 2737.512 | 547.5024 | 547.5024 |  | 7870.347 | 0 | 7870.347 | 348128.9014 | 0 | 44.233 | 348128.9014 | 348128.9014 | 0 | 0 | 0 | 348128.9014 | 0 | 0
2017Q1 | 2017 | 2017-03-01 | 2017 | 3 |  | 2017-03-01 | 2017-03-31 | 7.15% | 0.29563 |  |  | 0 | 0 | 0 | 0 | 0 | 0 | 0 | 0 | 0 | 0 | 0 | 0 | 0% | 0% | 0% | 0% | 0% | 0% | 0% | 0% | 0% | 0% | 0% | 0% | 0% | 0% | 0% | 0% | 0% | 0% | 0% | 0% | 0% | 0% | 0% | 0% | 0 | 23 | 4 | 4 | 0 | 31 | 1.5% | 16311.6 | 2836.8 | 2836.8 |  | 1 | 1 | 1 | 1 | 3262.32 | 567.36 | 567.36 |  | 1 | 1 | 1 | 1 | 21985.2 | 21985.2 | 4397.04 | 4397.04 | 17.2101 | 0 | 0 | 0 | 0 | 0 | 0 | 0 | 0 | 0 | 0 | 0 | 0 | 0 | 0 | 0 | 0 | 0 | 0 | 0% | 0% | 0% | 0% | 0% | 0% | 0% | 0% | 7694.4644 | 0 | 0 | 0 | 0 | 0 | 0 | 0% | 0 | 0 | 0 | 0 | 0 | 0 | 0% | 0% | 0% | 0% | 0% | 0% | 0 | 0 | 0 | 0 | 0 | 0 | 0 | 0 | 0 | 0 | 0 | 0 | 0 | 0 | 0 | 0 | 0 | 0 | 0 | 0 | 0 | 0 | 0 | 0 | 0 | 0 | 0 | 0 | 0 | 0 |  | 0 |  | No | 45 | 10194.75 | 3058.425 | 1773 | 531.9 | 1773 | 531.9 | 0 | 39.8128 | 34.797 | 711175.3984 | 83.7308 | 39.9621 | 724712.6627 | 1435888.0611 | 10194.75 | 3058.425 | 1773 | 531.9 | 1773 | 531.9 | 0 | 0 | 0 | 0 | 0 | 234715.52 | 3.5584 | 0 | 0 | 0 | 234715.52 | 847445.9848 | 5515.557 | 0 | 852961.5417 | 30062.0128 | 0.51553 | 0 | 12199.0378 | 3.933 | 47978.7325 |  |  |  |  | 5902.7603 | 1026.567 | 1026.567 |  | 3148.1388 | 547.5024 | 547.5024 |  | 9050.899 | 0 | 9050.899 | 375658.0234 | 0 | 41.5051 | 375658.0234 | 375658.0234 | 0 | 0 | 0 | 375658.0234 | 0 | 0
2017Q2 | 2017 | 2017-04-01 | 2017 | 4 |  | 2017-04-01 | 2017-04-30 | 7.15% | 0.29393 |  |  | 0 | 0 | 0 | 0 | 0 | 0 | 0 | 0 | 0 | 0 | 0 | 0 | 0% | 0% | 0% | 0% | 0% | 0% | 0% | 0% | 0% | 0% | 0% | 0% | 0% | 0% | 0% | 0% | 0% | 0% | 0% | 0% | 0% | 0% | 0% | 0% | 0 | 20 | 5 | 5 | 0 | 30 | 1.5% | 14184 | 3546 | 3546 |  | 1 | 1 | 1 | 1 | 2836.8 | 709.2 | 709.2 |  | 1 | 1 | 1 | 1 | 21276 | 21276 | 4255.2 | 4255.2 | 17.295 | 0 | 0 | 0 | 0 | 0 | 0 | 0 | 0 | 0 | 0 | 0 | 0 | 0 | 0 | 0 | 0 | 0 | 0 | 0% | 0% | 0% | 0% | 0% | 0% | 0% | 0% | 7696.4954 | 0 | 0 | 0 | 0 | 0 | 0 | 0% | 0 | 0 | 0 | 0 | 0 | 0 | 0% | 0% | 0% | 0% | 0% | 0% | 0 | 0 | 0 | 0 | 0 | 0 | 0 | 0 | 0 | 0 | 0 | 0 | 0 | 0 | 0 | 0 | 0 | 0 | 0 | 0 | 0 | 0 | 0 | 0 | 0 | 0 | 0 | 0 | 0 | 0 |  | 0 |  | No | 45 | 8865 | 2659.5 | 2216.25 | 664.875 | 2216.25 | 664.875 | 0 | 39.8128 | 34.797 | 688234.2565 | 83.7308 | 39.9621 | 701334.8349 | 1389569.0914 | 8865 | 2659.5 | 2216.25 | 664.875 | 2216.25 | 664.875 | 0 | 0 | 0 | 0 | 0 | 227204.0065 | 3.4517 | 0 | 0 | 0 | 227204.0065 | 796070.2641 | 5177.5029 | 0 | 801247.767 | 29092.2705 | 0.51567 | 0 | 11805.5205 | 3.933 | 46431.0315 |  |  |  |  | 5132.835 | 1283.2088 | 1283.2088 |  | 2737.512 | 684.378 | 684.378 |  | 7870.347 | 0 | 7870.347 | 333198.2791 | 0 | 42.3359 | 333198.2791 | 333198.2791 | 0 | 0 | 0 | 333198.2791 | 0 | 0
2017Q2 | 2017 | 2017-05-01 | 2017 | 5 | 2017-05-29 | 2017-05-01 | 2017-05-31 | 7.15% | 0.29218 |  |  | 0 | 0 | 0 | 0 | 0 | 0 | 0 | 0 | 0 | 0 | 0 | 0 | 0% | 0% | 0% | 0% | 0% | 0% | 0% | 0% | 0% | 0% | 0% | 0% | 0% | 0% | 0% | 0% | 0% | 0% | 0% | 0% | 0% | 0% | 0% | 0% | 0 | 22 | 4 | 4 | 1 | 31 | 1.5% | 15602.4 | 2836.8 | 3546 |  | 1 | 1 | 1 | 1 | 3120.48 | 567.36 | 709.2 |  | 1 | 1 | 1 | 1 | 21985.2 | 21985.2 | 4397.04 | 4397.04 | 17.3771 | 0 | 0 | 0 | 0 | 0 | 0 | 0 | 0 | 0 | 0 | 0 | 0 | 0 | 0 | 0 | 0 | 0 | 0 | 0% | 0% | 0% | 0% | 0% | 0% | 0% | 0% | 7698.5263 | 0 | 0 | 0 | 0 | 0 | 0 | 0% | 0 | 0 | 0 | 0 | 0 | 0 | 0% | 0% | 0% | 0% | 0% | 0% | 0 | 0 | 0 | 0 | 0 | 0 | 0 | 0 | 0 | 0 | 0 | 0 | 0 | 0 | 0 | 0 | 0 | 0 | 0 | 0 | 0 | 0 | 0 | 0 | 0 | 0 | 0 | 0 | 0 | 0 |  | 0 |  | No | 45 | 11701.8 | 0 | 2127.6 | 0 | 2659.5 | 0 | 0 | 40.7683 | 35.6322 | 672224.8689 | 85.7404 | 40.9212 | 1435293.668 | 2107518.5369 | 11701.8 | 0 | 2127.6 | 0 | 2659.5 | 0 | 0 | 0 | 0 | 0 | 0 | 203104.369 | 3.4256 | 0 | 0 | 0 | 203104.369 | 706343.6166 | 5309.7376 | 0 | 711653.3542 | 26035.9731 | 0.5158 | 0 | 9547.0731 | 3.933 | 37548.5733 |  |  |  |  | 3764.079 | 684.378 | 855.4725 |  | 3011.2632 | 547.5024 | 684.378 |  | 6775.3422 | 0 | 6775.3422 | 288801.7859 | 0 | 42.6254 | 288801.7859 | 288801.7859 | 0 | 0 | 0 | 288801.7859 | 0 | 0
2017Q2 | 2017 | 2017-06-01 | 2017 | 6 |  | 2017-06-01 | 2017-06-30 | 7.15% | 0.2905 |  |  | 0 | 0 | 0 | 0 | 0 | 0 | 0 | 0 | 0 | 0 | 0 | 0 | 0% | 0% | 0% | 0% | 0% | 0% | 0% | 0% | 0% | 0% | 0% | 0% | 0% | 0% | 0% | 0% | 0% | 0% | 0% | 0% | 0% | 0% | 0% | 0% | 0 | 22 | 4 | 4 | 0 | 30 | 1.5% | 15602.4 | 2836.8 | 2836.8 |  | 1 | 1 | 1 | 1 | 3120.48 | 567.36 | 567.36 |  | 1 | 1 | 1 | 1 | 21276 | 21276 | 4255.2 | 4255.2 | 17.462 | 0 | 0 | 0 | 0 | 0 | 0 | 0 | 0 | 0 | 0 | 0 | 0 | 0 | 0 | 0 | 0 | 0 | 0 | 0% | 0% | 0% | 0% | 0% | 0% | 0% | 0% | 7700.5573 | 0 | 0 | 0 | 0 | 0 | 0 | 0% | 0 | 0 | 0 | 0 | 0 | 0 | 0% | 0% | 0% | 0% | 0% | 0% | 0 | 0 | 0 | 0 | 0 | 0 | 0 | 0 | 0 | 0 | 0 | 0 | 0 | 0 | 0 | 0 | 0 | 0 | 0 | 0 | 0 | 0 | 0 | 0 | 0 | 0 | 0 | 0 | 0 | 0 |  | 0 |  | No | 45 | 11701.8 | 0 | 2127.6 | 0 | 2127.6 | 0 | 0 | 40.7683 | 35.6322 | 650540.1957 | 85.7404 | 40.9212 | 1388993.8723 | 2039534.068 | 11701.8 | 0 | 2127.6 | 0 | 2127.6 | 0 | 0 | 0 | 0 | 0 | 0 | 196604.468 | 3.467 | 0 | 0 | 0 | 196604.468 | 691874.107 | 5200.5254 | 0 | 697074.6323 | 25196.103 | 0.51594 | 0 | 9239.103 | 3.933 | 36337.329 |  |  |  |  | 3764.079 | 684.378 | 684.378 |  | 3011.2632 | 547.5024 | 547.5024 |  | 6775.3422 | 0 | 6775.3422 | 291722.5449 | 0 | 43.0565 | 291722.5449 | 291722.5449 | 0 | 0 | 0 | 291722.5449 | 0 | 0
2017Q3 | 2017 | 2017-07-01 | 2017 | 7 | 2017-07-04 | 2017-07-01 | 2017-07-31 | 7.15% | 0.28877 |  |  | 0 | 0 | 0 | 0 | 0 | 0 | 0 | 0 | 0 | 0 | 0 | 0 | 0% | 0% | 0% | 0% | 0% | 0% | 0% | 0% | 0% | 0% | 0% | 0% | 0% | 0% | 0% | 0% | 0% | 0% | 0% | 0% | 0% | 0% | 0% | 0% | 0 | 20 | 5 | 5 | 1 | 31 | 1.5% | 14184 | 3546 | 4255.2 |  | 1 | 1 | 1 | 1 | 2836.8 | 709.2 | 851.04 |  | 1 | 1 | 1 | 1 | 21985.2 | 21985.2 | 4397.04 | 4397.04 | 17.5441 | 0 | 0 | 0 | 0 | 0 | 0 | 0 | 0 | 0 | 0 | 0 | 0 | 0 | 0 | 0 | 0 | 0 | 0 | 0% | 0% | 0% | 0% | 0% | 0% | 0% | 0% | 7702.5882 | 0 | 0 | 0 | 0 | 0 | 0 | 0% | 0 | 0 | 0 | 0 | 0 | 0 | 0% | 0% | 0% | 0% | 0% | 0% | 0 | 0 | 0 | 0 | 0 | 0 | 0 | 0 | 0 | 0 | 0 | 0 | 0 | 0 | 0 | 0 | 0 | 0 | 0 | 0 | 0 | 0 | 0 | 0 | 0 | 0 | 0 | 0 | 0 | 0 |  | 0 |  | No | 45 | 10638 | 0 | 2659.5 | 0 | 3191.4 | 0 | 0 | 40.7683 | 35.6322 | 672224.8689 | 85.7404 | 40.9212 | 1435293.668 | 2107518.5369 | 10638 | 0 | 2659.5 | 0 | 3191.4 | 0 | 0 | 0 | 0 | 0 | 0 | 203211.5316 | 3.5617 | 0 | 0 | 0 | 203211.5316 | 734356.2638 | 5520.562 | 0 | 739876.8259 | 26035.9731 | 0.51607 | 0 | 9547.0731 | 3.933 | 37548.5733 |  |  |  |  | 3421.89 | 855.4725 | 1026.567 |  | 2737.512 | 684.378 | 821.2536 |  | 8520.5061 | 0 | 8520.5061 | 449079.4994 | 0 | 52.7057 | 449079.4994 | 449079.4994 | 0 | 0 | 0 | 449079.4994 | 0 | 0
2017Q3 | 2017 | 2017-08-01 | 2017 | 8 |  | 2017-08-01 | 2017-08-31 | 7.15% | 0.28705 |  |  | 0 | 0 | 0 | 0 | 0 | 0 | 0 | 0 | 0 | 0 | 0 | 0 | 0% | 0% | 0% | 0% | 0% | 0% | 0% | 0% | 0% | 0% | 0% | 0% | 0% | 0% | 0% | 0% | 0% | 0% | 0% | 0% | 0% | 0% | 0% | 0% | 0 | 23 | 4 | 4 | 0 | 31 | 1.5% | 16311.6 | 2836.8 | 2836.8 |  | 1 | 1 | 1 | 1 | 3262.32 | 567.36 | 567.36 |  | 1 | 1 | 1 | 1 | 21985.2 | 21985.2 | 4397.04 | 4397.04 | 17.629 | 0 | 0 | 0 | 0 | 0 | 0 | 0 | 0 | 0 | 0 | 0 | 0 | 0 | 0 | 0 | 0 | 0 | 0 | 0% | 0% | 0% | 0% | 0% | 0% | 0% | 0% | 7704.6192 | 0 | 0 | 0 | 0 | 0 | 0 | 0% | 0 | 0 | 0 | 0 | 0 | 0 | 0% | 0% | 0% | 0% | 0% | 0% | 0 | 0 | 0 | 0 | 0 | 0 | 0 | 0 | 0 | 0 | 0 | 0 | 0 | 0 | 0 | 0 | 0 | 0 | 0 | 0 | 0 | 0 | 0 | 0 | 0 | 0 | 0 | 0 | 0 | 0 |  | 0 |  | No | 45 | 12233.7 | 0 | 2127.6 | 0 | 2127.6 | 0 | 0 | 40.7683 | 35.6322 | 672224.8689 | 85.7404 | 40.9212 | 1435293.668 | 2107518.5369 | 12233.7 | 0 | 2127.6 | 0 | 2127.6 | 0 | 0 | 0 | 0 | 0 | 0 | 203265.1128 | 3.6961 | 0 | 0 | 0 | 203265.1128 | 761869.2905 | 5728.8863 | 0 | 767598.1768 | 26035.9731 | 0.51621 | 0 | 9547.0731 | 3.933 | 37548.5733 |  |  |  |  | 3935.1735 | 684.378 | 684.378 |  | 3148.1388 | 547.5024 | 547.5024 |  | 9547.0731 | 0 | 9547.0731 | 624843.1534 | 0 | 65.4487 | 624843.1534 | 624843.1534 | 0 | 0 | 0 | 624843.1534 | 0 | 0
2017Q3 | 2017 | 2017-09-01 | 2017 | 9 | 2017-09-04 | 2017-09-01 | 2017-09-30 | 7.15% | 0.2854 |  |  | 0 | 0 | 0 | 0 | 0 | 0 | 0 | 0 | 0 | 0 | 0 | 0 | 0% | 0% | 0% | 0% | 0% | 0% | 0% | 0% | 0% | 0% | 0% | 0% | 0% | 0% | 0% | 0% | 0% | 0% | 0% | 0% | 0% | 0% | 0% | 0% | 0 | 20 | 5 | 4 | 1 | 30 | 1.5% | 14184 | 3546 | 3546 |  | 1 | 1 | 1 | 1 | 2836.8 | 709.2 | 709.2 |  | 1 | 1 | 1 | 1 | 21276 | 21276 | 4255.2 | 4255.2 | 17.7139 | 0 | 0 | 0 | 0 | 0 | 0 | 0 | 0 | 0 | 0 | 0 | 0 | 0 | 0 | 0 | 0 | 0 | 0 | 0% | 0% | 0% | 0% | 0% | 0% | 0% | 0% | 7706.6502 | 0 | 0 | 0 | 0 | 0 | 0 | 0% | 0 | 0 | 0 | 0 | 0 | 0 | 0% | 0% | 0% | 0% | 0% | 0% | 0 | 0 | 0 | 0 | 0 | 0 | 0 | 0 | 0 | 0 | 0 | 0 | 0 | 0 | 0 | 0 | 0 | 0 | 0 | 0 | 0 | 0 | 0 | 0 | 0 | 0 | 0 | 0 | 0 | 0 |  | 0 |  | No | 45 | 10638 | 0 | 2659.5 | 0 | 2659.5 | 0 | 0 | 40.7683 | 35.6322 | 650540.1957 | 85.7404 | 40.9212 | 1388993.8723 | 2039534.068 | 10638 | 0 | 2659.5 | 0 | 2659.5 | 0 | 0 | 0 | 0 | 0 | 0 | 196760.0266 | 3.8561 | 0 | 0 | 0 | 196760.0266 | 768972.6945 | 5784.1131 | 0 | 774756.8076 | 25196.103 | 0.51635 | 0 | 9239.103 | 3.933 | 36337.329 |  |  |  |  | 3421.89 | 855.4725 | 855.4725 |  | 2737.512 | 684.378 | 684.378 |  | 7699.2525 | 0 | 7699.2525 | 444803.9767 | 0 | 57.7724 | 444803.9767 | 444803.9767 | 0 | 0 | 0 | 444803.9767 | 0 | 0
2017Q4 | 2017 | 2017-10-01 | 2017 | 10 |  | 2017-10-01 | 2017-10-31 | 7.15% | 0.28371 |  |  | 0 | 0 | 0 | 0 | 0 | 0 | 0 | 0 | 0 | 0 | 0 | 0 | 0% | 0% | 0% | 0% | 0% | 0% | 0% | 0% | 0% | 0% | 0% | 0% | 0% | 0% | 0% | 0% | 0% | 0% | 0% | 0% | 0% | 0% | 0% | 0% | 0 | 22 | 4 | 5 | 0 | 31 | 1.5% | 15602.4 | 2836.8 | 3546 |  | 1 | 1 | 1 | 1 | 3120.48 | 567.36 | 709.2 |  | 1 | 1 | 1 | 1 | 21985.2 | 21985.2 | 4397.04 | 4397.04 | 17.796 | 0 | 0 | 0 | 0 | 0 | 0 | 0 | 0 | 0 | 0 | 0 | 0 | 0 | 0 | 0 | 0 | 0 | 0 | 0% | 0% | 0% | 0% | 0% | 0% | 0% | 0% | 7708.6811 | 0 | 0 | 0 | 0 | 0 | 0 | 0% | 0 | 0 | 0 | 0 | 0 | 0 | 0% | 0% | 0% | 0% | 0% | 0% | 0 | 0 | 0 | 0 | 0 | 0 | 0 | 0 | 0 | 0 | 0 | 0 | 0 | 0 | 0 | 0 | 0 | 0 | 0 | 0 | 0 | 0 | 0 | 0 | 0 | 0 | 0 | 0 | 0 | 0 |  | 0 |  | No | 45 | 9751.5 | 2925.45 | 1773 | 531.9 | 2216.25 | 664.875 | 0 | 40.7683 | 35.6322 | 728243.6079 | 85.7404 | 40.9212 | 742105.7666 | 1470349.3746 | 9751.5 | 2925.45 | 1773 | 531.9 | 2216.25 | 664.875 | 0 | 0 | 0 | 0 | 0 | 235149.1934 | 4.0274 | 0 | 0 | 0 | 235149.1934 | 959299.8671 | 6242.5276 | 0 | 965542.3947 | 30062.0129 | 0.51648 | 0 | 12199.0378 | 3.933 | 47978.7325 |  |  |  |  | 5646.1185 | 1026.567 | 1283.2088 |  | 3011.2632 | 547.5024 | 684.378 |  | 8657.3817 | 0 | 8657.3817 | 483282.0701 | 0 | 55.8231 | 483282.0701 | 483282.0701 | 0 | 0 | 0 | 483282.0701 | 0 | 0
2017Q4 | 2017 | 2017-11-01 | 2017 | 11 | 2017-11-23 | 2017-11-01 | 2017-11-30 | 7.15% | 0.28207 |  |  | 0 | 0 | 0 | 0 | 0 | 0 | 0 | 0 | 0 | 0 | 0 | 0 | 0% | 0% | 0% | 0% | 0% | 0% | 0% | 0% | 0% | 0% | 0% | 0% | 0% | 0% | 0% | 0% | 0% | 0% | 0% | 0% | 0% | 0% | 0% | 0% | 0 | 21 | 4 | 4 | 1 | 30 | 1.5% | 14893.2 | 2836.8 | 3546 |  | 1 | 1 | 1 | 1 | 2978.64 | 567.36 | 709.2 |  | 1 | 1 | 1 | 1 | 21276 | 21276 | 4255.2 | 4255.2 | 17.8809 | 0 | 0 | 0 | 0 | 0 | 0 | 0 | 0 | 0 | 0 | 0 | 0 | 0 | 0 | 0 | 0 | 0 | 0 | 0% | 0% | 0% | 0% | 0% | 0% | 0% | 0% | 7710.7121 | 0 | 0 | 0 | 0 | 0 | 0 | 0% | 0 | 0 | 0 | 0 | 0 | 0 | 0% | 0% | 0% | 0% | 0% | 0% | 0 | 0 | 0 | 0 | 0 | 0 | 0 | 0 | 0 | 0 | 0 | 0 | 0 | 0 | 0 | 0 | 0 | 0 | 0 | 0 | 0 | 0 | 0 | 0 | 0 | 0 | 0 | 0 | 0 | 0 |  | 0 |  | No | 45 | 9308.25 | 2792.475 | 1773 | 531.9 | 2216.25 | 664.875 | 0 | 40.7683 | 35.6322 | 704751.8786 | 85.7404 | 40.9212 | 718166.8709 | 1422918.7496 | 9308.25 | 2792.475 | 1773 | 531.9 | 2216.25 | 664.875 | 0 | 0 | 0 | 0 | 0 | 227623.6904 | 4.1964 | 0 | 0 | 0 | 227623.6904 | 967063.1083 | 6294.6254 | 0 | 973357.7338 | 29092.2705 | 0.51662 | 0 | 11805.5205 | 3.933 | 46431.0315 |  |  |  |  | 5389.4768 | 1026.567 | 1283.2088 |  | 2874.3876 | 547.5024 | 684.378 |  | 8263.8643 | 0 | 8263.8643 | 479336.9827 | 0 | 58.004 | 479336.9827 | 479336.9827 | 0 | 0 | 0 | 479336.9827 | 0 | 0
2017Q4 | 2017 | 2017-12-01 | 2017 | 12 | 2017-12-25 | 2017-12-01 | 2017-12-31 | 7.15% | 0.2804 |  |  | 0 | 0 | 0 | 0 | 0 | 0 | 0 | 0 | 0 | 0 | 0 | 0 | 0% | 0% | 0% | 0% | 0% | 0% | 0% | 0% | 0% | 0% | 0% | 0% | 0% | 0% | 0% | 0% | 0% | 0% | 0% | 0% | 0% | 0% | 0% | 0% | 0 | 20 | 5 | 5 | 1 | 31 | 1.5% | 14184 | 3546 | 4255.2 |  | 1 | 1 | 1 | 1 | 2836.8 | 709.2 | 851.04 |  | 1 | 1 | 1 | 1 | 21985.2 | 21985.2 | 4397.04 | 4397.04 | 17.963 | 0 | 0 | 0 | 0 | 0 | 0 | 0 | 0 | 0 | 0 | 0 | 0 | 0 | 0 | 0 | 0 | 0 | 0 | 0% | 0% | 0% | 0% | 0% | 0% | 0% | 0% | 7712.743 | 0 | 0 | 0 | 0 | 0 | 0 | 0% | 0 | 0 | 0 | 0 | 0 | 0 | 0% | 0% | 0% | 0% | 0% | 0% | 0 | 0 | 0 | 0 | 0 | 0 | 0 | 0 | 0 | 0 | 0 | 0 | 0 | 0 | 0 | 0 | 0 | 0 | 0 | 0 | 0 | 0 | 0 | 0 | 0 | 0 | 0 | 0 | 0 | 0 |  | 0 |  | No | 45 | 8865 | 2659.5 | 2216.25 | 664.875 | 2659.5 | 797.85 | 0 | 40.7683 | 35.6322 | 728243.6079 | 85.7404 | 40.9212 | 742105.7666 | 1470349.3746 | 8865 | 2659.5 | 2216.25 | 664.875 | 2659.5 | 797.85 | 0 | 0 | 0 | 0 | 0 | 235273.1001 | 4.3749 | 0 | 0 | 0 | 235273.1001 | 1041556.8319 | 6781.1136 | 0 | 1048337.9455 | 30062.0128 | 0.51675 | 0 | 12199.0379 | 3.933 | 47978.7325 |  |  |  |  | 5132.835 | 1283.2088 | 1539.8505 |  | 2737.512 | 684.378 | 821.2536 |  | 7870.347 | 0 | 7870.347 | 441244.5744 | 0 | 56.0642 | 441244.5744 | 441244.5744 | 0 | 0 | 0 | 441244.5744 | 0 | 0
2018Q1 | 2018 | 2018-01-01 | 2018 | 1 | 2018-01-01 | 2018-01-01 | 2018-01-31 | 7.15% | 0.27873 |  |  | 0 | 0 | 0 | 0 | 0 | 0 | 0 | 0 | 0 | 0 | 0 | 0 | 0% | 0% | 0% | 0% | 0% | 0% | 0% | 0% | 0% | 0% | 0% | 0% | 0% | 0% | 0% | 0% | 0% | 0% | 0% | 0% | 0% | 0% | 0% | 0% | 0 | 22 | 4 | 4 | 1 | 31 | 1.5% | 15602.4 | 2836.8 | 3546 |  | 1 | 1 | 1 | 1 | 3120.48 | 567.36 | 709.2 |  | 1 | 1 | 1 | 1 | 21985.2 | 21985.2 | 4397.04 | 4397.04 | 18.0479 | 0 | 0 | 0 | 0 | 0 | 0 | 0 | 0 | 0 | 0 | 0 | 0 | 0 | 0 | 0 | 0 | 0 | 0 | 0% | 0% | 0% | 0% | 0% | 0% | 0% | 0% | 7714.774 | 0 | 0 | 0 | 0 | 0 | 0 | 0% | 0 | 0 | 0 | 0 | 0 | 0 | 0% | 0% | 0% | 0% | 0% | 0% | 0 | 0 | 0 | 0 | 0 | 0 | 0 | 0 | 0 | 0 | 0 | 0 | 0 | 0 | 0 | 0 | 0 | 0 | 0 | 0 | 0 | 0 | 0 | 0 | 0 | 0 | 0 | 0 | 0 | 0 |  | 0 |  | No | 45 | 9751.5 | 2925.45 | 1773 | 531.9 | 2216.25 | 664.875 | 0 | 40.7683 | 35.6322 | 728243.6079 | 85.7404 | 40.9212 | 742105.7666 | 1470349.3746 | 9751.5 | 2925.45 | 1773 | 531.9 | 2216.25 | 664.875 | 0 | 0 | 0 | 0 | 0 | 235335.0535 | 4.1545 | 0 | 0 | 0 | 235335.0535 | 989967.3103 | 6439.5203 | 0 | 996406.8306 | 30062.0129 | 0.51689 | 0 | 12199.0378 | 4.051 | 49418.0945 |  |  |  |  | 5646.1185 | 1026.567 | 1283.2088 |  | 3011.2632 | 547.5024 | 684.378 |  | 8657.3817 | 0 | 8657.3817 | 463106.6207 | 0 | 53.4927 | 463106.6207 | 463106.6207 | 0 | 0 | 0 | 463106.6207 | 0 | 0
2018Q1 | 2018 | 2018-02-01 | 2018 | 2 |  | 2018-02-01 | 2018-02-28 | 7.15% | 0.27723 |  |  | 0 | 0 | 0 | 0 | 0 | 0 | 0 | 0 | 0 | 0 | 0 | 0 | 0% | 0% | 0% | 0% | 0% | 0% | 0% | 0% | 0% | 0% | 0% | 0% | 0% | 0% | 0% | 0% | 0% | 0% | 0% | 0% | 0% | 0% | 0% | 0% | 0 | 20 | 4 | 4 | 0 | 28 | 1.5% | 14184 | 2836.8 | 2836.8 |  | 1 | 1 | 1 | 1 | 2836.8 | 567.36 | 567.36 |  | 1 | 1 | 1 | 1 | 19857.6 | 19857.6 | 3971.52 | 3971.52 | 18.1328 | 0 | 0 | 0 | 0 | 0 | 0 | 0 | 0 | 0 | 0 | 0 | 0 | 0 | 0 | 0 | 0 | 0 | 0 | 0% | 0% | 0% | 0% | 0% | 0% | 0% | 0% | 7716.805 | 0 | 0 | 0 | 0 | 0 | 0 | 0% | 0 | 0 | 0 | 0 | 0 | 0 | 0% | 0% | 0% | 0% | 0% | 0% | 0 | 0 | 0 | 0 | 0 | 0 | 0 | 0 | 0 | 0 | 0 | 0 | 0 | 0 | 0 | 0 | 0 | 0 | 0 | 0 | 0 | 0 | 0 | 0 | 0 | 0 | 0 | 0 | 0 | 0 |  | 0 |  | No | 45 | 8865 | 2659.5 | 1773 | 531.9 | 1773 | 531.9 | 0 | 40.7683 | 35.6322 | 657768.4201 | 85.7404 | 40.9212 | 670289.0795 | 1328057.4996 | 8865 | 2659.5 | 1773 | 531.9 | 1773 | 531.9 | 0 | 0 | 0 | 0 | 0 | 212616.6513 | 3.8372 | 0 | 0 | 0 | 212616.6513 | 826928.8313 | 5372.0727 | 0 | 832300.904 | 27152.7858 | 0.51703 | 0 | 11018.4858 | 4.051 | 44635.6982 |  |  |  |  | 5132.835 | 1026.567 | 1026.567 |  | 2737.512 | 547.5024 | 547.5024 |  | 7870.347 | 0 | 7870.347 | 329783.5529 | 0 | 41.902 | 329783.5529 | 329783.5529 | 0 | 0 | 0 | 329783.5529 | 0 | 0
2018Q1 | 2018 | 2018-03-01 | 2018 | 3 |  | 2018-03-01 | 2018-03-31 | 7.15% | 0.27558 |  |  | 0 | 0 | 0 | 0 | 0 | 0 | 0 | 0 | 0 | 0 | 0 | 0 | 0% | 0% | 0% | 0% | 0% | 0% | 0% | 0% | 0% | 0% | 0% | 0% | 0% | 0% | 0% | 0% | 0% | 0% | 0% | 0% | 0% | 0% | 0% | 0% | 0 | 22 | 5 | 4 | 0 | 31 | 1.5% | 15602.4 | 3546 | 2836.8 |  | 1 | 1 | 1 | 1 | 3120.48 | 709.2 | 567.36 |  | 1 | 1 | 1 | 1 | 21985.2 | 21985.2 | 4397.04 | 4397.04 | 18.2094 | 0 | 0 | 0 | 0 | 0 | 0 | 0 | 0 | 0 | 0 | 0 | 0 | 0 | 0 | 0 | 0 | 0 | 0 | 0% | 0% | 0% | 0% | 0% | 0% | 0% | 0% | 7718.8359 | 0 | 0 | 0 | 0 | 0 | 0 | 0% | 0 | 0 | 0 | 0 | 0 | 0 | 0% | 0% | 0% | 0% | 0% | 0% | 0 | 0 | 0 | 0 | 0 | 0 | 0 | 0 | 0 | 0 | 0 | 0 | 0 | 0 | 0 | 0 | 0 | 0 | 0 | 0 | 0 | 0 | 0 | 0 | 0 | 0 | 0 | 0 | 0 | 0 |  | 0 |  | No | 45 | 9751.5 | 2925.45 | 2216.25 | 664.875 | 1773 | 531.9 | 0 | 40.7683 | 35.6322 | 728243.6079 | 85.7404 | 40.9212 | 742105.7666 | 1470349.3746 | 9751.5 | 2925.45 | 2216.25 | 664.875 | 1773 | 531.9 | 0 | 0 | 0 | 0 | 0 | 235458.9602 | 3.6312 | 0 | 0 | 0 | 235458.9602 | 867266.2111 | 5628.3615 | 0 | 872894.5725 | 30062.0129 | 0.51716 | 0 | 12199.0378 | 4.051 | 49418.0945 |  |  |  |  | 5646.1185 | 1283.2088 | 1026.567 |  | 3011.2632 | 684.378 | 547.5024 |  | 8657.3817 | 0 | 8657.3817 | 364494.0257 | 0 | 42.1021 | 364494.0257 | 364494.0257 | 0 | 0 | 0 | 364494.0257 | 0 | 0
2018Q2 | 2018 | 2018-04-01 | 2018 | 4 |  | 2018-04-01 | 2018-04-30 | 7.15% | 0.274 |  |  | 0 | 0 | 0 | 0 | 0 | 0 | 0 | 0 | 0 | 0 | 0 | 0 | 0% | 0% | 0% | 0% | 0% | 0% | 0% | 0% | 0% | 0% | 0% | 0% | 0% | 0% | 0% | 0% | 0% | 0% | 0% | 0% | 0% | 0% | 0% | 0% | 0 | 21 | 4 | 5 | 0 | 30 | 1.5% | 14893.2 | 2836.8 | 3546 |  | 1 | 1 | 1 | 1 | 2978.64 | 567.36 | 709.2 |  | 1 | 1 | 1 | 1 | 21276 | 21276 | 4255.2 | 4255.2 | 18.2943 | 0 | 0 | 0 | 0 | 0 | 0 | 0 | 0 | 0 | 0 | 0 | 0 | 0 | 0 | 0 | 0 | 0 | 0 | 0% | 0% | 0% | 0% | 0% | 0% | 0% | 0% | 7720.8669 | 0 | 0 | 0 | 0 | 0 | 0 | 0% | 0 | 0 | 0 | 0 | 0 | 0 | 0% | 0% | 0% | 0% | 0% | 0% | 0 | 0 | 0 | 0 | 0 | 0 | 0 | 0 | 0 | 0 | 0 | 0 | 0 | 0 | 0 | 0 | 0 | 0 | 0 | 0 | 0 | 0 | 0 | 0 | 0 | 0 | 0 | 0 | 0 | 0 |  | 0 |  | No | 45 | 9308.25 | 2792.475 | 1773 | 531.9 | 2216.25 | 664.875 | 0 | 40.7683 | 35.6322 | 704751.8786 | 85.7404 | 40.9212 | 718166.8709 | 1422918.7496 | 9308.25 | 2792.475 | 1773 | 531.9 | 2216.25 | 664.875 | 0 | 0 | 0 | 0 | 0 | 227923.4647 | 3.5223 | 0 | 0 | 0 | 227923.4647 | 814681.0456 | 5283.3935 | 0 | 819964.4391 | 29092.2705 | 0.5173 | 0 | 11805.5205 | 4.051 | 47823.9624 |  |  |  |  | 5389.4768 | 1026.567 | 1283.2088 |  | 2874.3876 | 547.5024 | 684.378 |  | 8263.8643 | 0 | 8263.8643 | 344474.0179 | 0 | 41.6844 | 344474.0179 | 344474.0179 | 0 | 0 | 0 | 344474.0179 | 0 | 0
2018Q2 | 2018 | 2018-05-01 | 2018 | 5 | 2018-05-28 | 2018-05-01 | 2018-05-31 | 7.15% | 0.27237 |  |  | 0 | 0 | 0 | 0 | 0 | 0 | 0 | 0 | 0 | 0 | 0 | 0 | 0% | 0% | 0% | 0% | 0% | 0% | 0% | 0% | 0% | 0% | 0% | 0% | 0% | 0% | 0% | 0% | 0% | 0% | 0% | 0% | 0% | 0% | 0% | 0% | 0 | 22 | 4 | 4 | 1 | 31 | 1.5% | 15602.4 | 2836.8 | 3546 |  | 1 | 1 | 1 | 1 | 3120.48 | 567.36 | 709.2 |  | 1 | 1 | 1 | 1 | 21985.2 | 21985.2 | 4397.04 | 4397.04 | 18.3765 | 0 | 0 | 0 | 0 | 0 | 0 | 0 | 0 | 0 | 0 | 0 | 0 | 0 | 0 | 0 | 0 | 0 | 0 | 0% | 0% | 0% | 0% | 0% | 0% | 0% | 0% | 7722.8978 | 0 | 0 | 0 | 0 | 0 | 0 | 0% | 0 | 0 | 0 | 0 | 0 | 0 | 0% | 0% | 0% | 0% | 0% | 0% | 0 | 0 | 0 | 0 | 0 | 0 | 0 | 0 | 0 | 0 | 0 | 0 | 0 | 0 | 0 | 0 | 0 | 0 | 0 | 0 | 0 | 0 | 0 | 0 | 0 | 0 | 0 | 0 | 0 | 0 |  | 0 |  | No | 45 | 11701.8 | 0 | 2127.6 | 0 | 2659.5 | 0 | 0 | 41.7468 | 36.4873 | 688358.2657 | 87.7981 | 41.9033 | 1469740.7161 | 2158098.9818 | 11701.8 | 0 | 2127.6 | 0 | 2659.5 | 0 | 0 | 0 | 0 | 0 | 0 | 203747.3443 | 3.4957 | 0 | 0 | 0 | 203747.3443 | 722854.5254 | 5418.3327 | 0 | 728272.8581 | 26035.9731 | 0.51743 | 0 | 9547.0731 | 4.051 | 38675.0305 |  |  |  |  | 3764.079 | 684.378 | 855.4725 |  | 3011.2632 | 547.5024 | 684.378 |  | 6775.3422 | 0 | 6775.3422 | 293235.8527 | 0 | 43.2799 | 293235.8527 | 293235.8527 | 0 | 0 | 0 | 293235.8527 | 0 | 0
2018Q2 | 2018 | 2018-06-01 | 2018 | 6 |  | 2018-06-01 | 2018-06-30 | 7.15% | 0.2708 |  |  | 0 | 0 | 0 | 0 | 0 | 0 | 0 | 0 | 0 | 0 | 0 | 0 | 0% | 0% | 0% | 0% | 0% | 0% | 0% | 0% | 0% | 0% | 0% | 0% | 0% | 0% | 0% | 0% | 0% | 0% | 0% | 0% | 0% | 0% | 0% | 0% | 0 | 21 | 5 | 4 | 0 | 30 | 1.5% | 14893.2 | 3546 | 2836.8 |  | 1 | 1 | 1 | 1 | 2978.64 | 709.2 | 567.36 |  | 1 | 1 | 1 | 1 | 21276 | 21276 | 4255.2 | 4255.2 | 18.4613 | 0 | 0 | 0 | 0 | 0 | 0 | 0 | 0 | 0 | 0 | 0 | 0 | 0 | 0 | 0 | 0 | 0 | 0 | 0% | 0% | 0% | 0% | 0% | 0% | 0% | 0% | 7724.9288 | 0 | 0 | 0 | 0 | 0 | 0 | 0% | 0 | 0 | 0 | 0 | 0 | 0 | 0% | 0% | 0% | 0% | 0% | 0% | 0 | 0 | 0 | 0 | 0 | 0 | 0 | 0 | 0 | 0 | 0 | 0 | 0 | 0 | 0 | 0 | 0 | 0 | 0 | 0 | 0 | 0 | 0 | 0 | 0 | 0 | 0 | 0 | 0 | 0 |  | 0 |  | No | 45 | 11169.9 | 0 | 2659.5 | 0 | 2127.6 | 0 | 0 | 41.7468 | 36.4873 | 666153.1604 | 87.7981 | 41.9033 | 1422329.7252 | 2088482.8856 | 11169.9 | 0 | 2659.5 | 0 | 2127.6 | 0 | 0 | 0 | 0 | 0 | 0 | 197226.7022 | 3.5379 | 0 | 0 | 0 | 197226.7022 | 708048.6996 | 5306.8868 | 0 | 713355.5864 | 25196.103 | 0.51757 | 0 | 9239.103 | 4.051 | 37427.4488 |  |  |  |  | 3592.9845 | 855.4725 | 684.378 |  | 2874.3876 | 684.378 | 547.5024 |  | 6467.3721 | 0 | 6467.3721 | 285076.589 | 0 | 44.0792 | 285076.589 | 285076.589 | 0 | 0 | 0 | 285076.589 | 0 | 0
2018Q3 | 2018 | 2018-07-01 | 2018 | 7 | 2018-07-04 | 2018-07-01 | 2018-07-31 | 7.15% | 0.26919 |  |  | 0 | 0 | 0 | 0 | 0 | 0 | 0 | 0 | 0 | 0 | 0 | 0 | 0% | 0% | 0% | 0% | 0% | 0% | 0% | 0% | 0% | 0% | 0% | 0% | 0% | 0% | 0% | 0% | 0% | 0% | 0% | 0% | 0% | 0% | 0% | 0% | 0 | 21 | 4 | 5 | 1 | 31 | 1.5% | 14893.2 | 2836.8 | 4255.2 |  | 1 | 1 | 1 | 1 | 2978.64 | 567.36 | 851.04 |  | 1 | 1 | 1 | 1 | 21985.2 | 21985.2 | 4397.04 | 4397.04 | 18.5435 | 0 | 0 | 0 | 0 | 0 | 0 | 0 | 0 | 0 | 0 | 0 | 0 | 0 | 0 | 0 | 0 | 0 | 0 | 0% | 0% | 0% | 0% | 0% | 0% | 0% | 0% | 7726.9598 | 0 | 0 | 0 | 0 | 0 | 0 | 0% | 0 | 0 | 0 | 0 | 0 | 0 | 0% | 0% | 0% | 0% | 0% | 0% | 0 | 0 | 0 | 0 | 0 | 0 | 0 | 0 | 0 | 0 | 0 | 0 | 0 | 0 | 0 | 0 | 0 | 0 | 0 | 0 | 0 | 0 | 0 | 0 | 0 | 0 | 0 | 0 | 0 | 0 |  | 0 |  | No | 45 | 11169.9 | 0 | 2127.6 | 0 | 3191.4 | 0 | 0 | 41.7468 | 36.4873 | 688358.2657 | 87.7981 | 41.9033 | 1469740.7161 | 2158098.9818 | 11169.9 | 0 | 2127.6 | 0 | 3191.4 | 0 | 0 | 0 | 0 | 0 | 0 | 203854.5069 | 3.6345 | 0 | 0 | 0 | 203854.5069 | 751529.2181 | 5633.4689 | 0 | 757162.6869 | 26035.9731 | 0.51771 | 0 | 9547.0731 | 4.051 | 38675.0305 |  |  |  |  | 3592.9845 | 684.378 | 1026.567 |  | 2874.3876 | 547.5024 | 821.2536 |  | 7699.2525 | 0 | 7699.2525 | 428104.9194 | 0 | 55.6034 | 428104.9194 | 428104.9194 | 0 | 0 | 0 | 428104.9194 | 0 | 0
2018Q3 | 2018 | 2018-08-01 | 2018 | 8 |  | 2018-08-01 | 2018-08-31 | 7.15% | 0.26759 |  |  | 0 | 0 | 0 | 0 | 0 | 0 | 0 | 0 | 0 | 0 | 0 | 0 | 0% | 0% | 0% | 0% | 0% | 0% | 0% | 0% | 0% | 0% | 0% | 0% | 0% | 0% | 0% | 0% | 0% | 0% | 0% | 0% | 0% | 0% | 0% | 0% | 0 | 23 | 4 | 4 | 0 | 31 | 1.5% | 16311.6 | 2836.8 | 2836.8 |  | 1 | 1 | 1 | 1 | 3262.32 | 567.36 | 567.36 |  | 1 | 1 | 1 | 1 | 21985.2 | 21985.2 | 4397.04 | 4397.04 | 18.6283 | 0 | 0 | 0 | 0 | 0 | 0 | 0 | 0 | 0 | 0 | 0 | 0 | 0 | 0 | 0 | 0 | 0 | 0 | 0% | 0% | 0% | 0% | 0% | 0% | 0% | 0% | 7728.9907 | 0 | 0 | 0 | 0 | 0 | 0 | 0% | 0 | 0 | 0 | 0 | 0 | 0 | 0% | 0% | 0% | 0% | 0% | 0% | 0 | 0 | 0 | 0 | 0 | 0 | 0 | 0 | 0 | 0 | 0 | 0 | 0 | 0 | 0 | 0 | 0 | 0 | 0 | 0 | 0 | 0 | 0 | 0 | 0 | 0 | 0 | 0 | 0 | 0 |  | 0 |  | No | 45 | 12233.7 | 0 | 2127.6 | 0 | 2127.6 | 0 | 0 | 41.7468 | 36.4873 | 688358.2657 | 87.7981 | 41.9033 | 1469740.7161 | 2158098.9818 | 12233.7 | 0 | 2127.6 | 0 | 2127.6 | 0 | 0 | 0 | 0 | 0 | 0 | 203908.0881 | 3.7716 | 0 | 0 | 0 | 203908.0881 | 779693.0707 | 5846.0538 | 0 | 785539.1245 | 26035.9731 | 0.51784 | 0 | 9547.0731 | 4.051 | 38675.0305 |  |  |  |  | 3935.1735 | 684.378 | 684.378 |  | 3148.1388 | 547.5024 | 547.5024 |  | 9547.0731 | 0 | 9547.0731 | 616652.2039 | 0 | 64.5907 | 616652.2039 | 616652.2039 | 0 | 0 | 0 | 616652.2039 | 0 | 0
2018Q3 | 2018 | 2018-09-01 | 2018 | 9 | 2018-09-03 | 2018-09-01 | 2018-09-30 | 7.15% | 0.26605 |  |  | 0 | 0 | 0 | 0 | 0 | 0 | 0 | 0 | 0 | 0 | 0 | 0 | 0% | 0% | 0% | 0% | 0% | 0% | 0% | 0% | 0% | 0% | 0% | 0% | 0% | 0% | 0% | 0% | 0% | 0% | 0% | 0% | 0% | 0% | 0% | 0% | 0 | 19 | 5 | 5 | 1 | 30 | 1.5% | 13474.8 | 3546 | 4255.2 |  | 1 | 1 | 1 | 1 | 2694.96 | 709.2 | 851.04 |  | 1 | 1 | 1 | 1 | 21276 | 21276 | 4255.2 | 4255.2 | 18.7132 | 0 | 0 | 0 | 0 | 0 | 0 | 0 | 0 | 0 | 0 | 0 | 0 | 0 | 0 | 0 | 0 | 0 | 0 | 0% | 0% | 0% | 0% | 0% | 0% | 0% | 0% | 7731.0217 | 0 | 0 | 0 | 0 | 0 | 0 | 0% | 0 | 0 | 0 | 0 | 0 | 0 | 0% | 0% | 0% | 0% | 0% | 0% | 0 | 0 | 0 | 0 | 0 | 0 | 0 | 0 | 0 | 0 | 0 | 0 | 0 | 0 | 0 | 0 | 0 | 0 | 0 | 0 | 0 | 0 | 0 | 0 | 0 | 0 | 0 | 0 | 0 | 0 |  | 0 |  | No | 45 | 10106.1 | 0 | 2659.5 | 0 | 3191.4 | 0 | 0 | 41.7468 | 36.4873 | 666153.1604 | 87.7981 | 41.9033 | 1422329.7252 | 2088482.8856 | 10106.1 | 0 | 2659.5 | 0 | 3191.4 | 0 | 0 | 0 | 0 | 0 | 0 | 197382.2607 | 3.9349 | 0 | 0 | 0 | 197382.2607 | 786970.9827 | 5902.4101 | 0 | 792873.3928 | 25196.103 | 0.51798 | 0 | 9239.103 | 4.051 | 37427.4488 |  |  |  |  | 3250.7955 | 855.4725 | 1026.567 |  | 2600.6364 | 684.378 | 821.2536 |  | 7391.2824 | 0 | 7391.2824 | 436856.8788 | 0 | 59.1043 | 436856.8788 | 436856.8788 | 0 | 0 | 0 | 436856.8788 | 0 | 0
2018Q4 | 2018 | 2018-10-01 | 2018 | 10 |  | 2018-10-01 | 2018-10-31 | 7.15% | 0.26447 |  |  | 0 | 0 | 0 | 0 | 0 | 0 | 0 | 0 | 0 | 0 | 0 | 0 | 0% | 0% | 0% | 0% | 0% | 0% | 0% | 0% | 0% | 0% | 0% | 0% | 0% | 0% | 0% | 0% | 0% | 0% | 0% | 0% | 0% | 0% | 0% | 0% | 0 | 23 | 4 | 4 | 0 | 31 | 1.5% | 16311.6 | 2836.8 | 2836.8 |  | 1 | 1 | 1 | 1 | 3262.32 | 567.36 | 567.36 |  | 1 | 1 | 1 | 1 | 21985.2 | 21985.2 | 4397.04 | 4397.04 | 18.7953 | 0 | 0 | 0 | 0 | 0 | 0 | 0 | 0 | 0 | 0 | 0 | 0 | 0 | 0 | 0 | 0 | 0 | 0 | 0% | 0% | 0% | 0% | 0% | 0% | 0% | 0% | 7733.0526 | 0 | 0 | 0 | 0 | 0 | 0 | 0% | 0 | 0 | 0 | 0 | 0 | 0 | 0% | 0% | 0% | 0% | 0% | 0% | 0 | 0 | 0 | 0 | 0 | 0 | 0 | 0 | 0 | 0 | 0 | 0 | 0 | 0 | 0 | 0 | 0 | 0 | 0 | 0 | 0 | 0 | 0 | 0 | 0 | 0 | 0 | 0 | 0 | 0 |  | 0 |  | No | 45 | 10194.75 | 3058.425 | 1773 | 531.9 | 1773 | 531.9 | 0 | 41.7468 | 36.4873 | 745721.4545 | 87.7981 | 41.9033 | 759916.305 | 1505637.7596 | 10194.75 | 3058.425 | 1773 | 531.9 | 1773 | 531.9 | 0 | 0 | 0 | 0 | 0 | 235892.6336 | 4.1098 | 0 | 0 | 0 | 235892.6336 | 981763.088 | 6370.2001 | 0 | 988133.2881 | 30062.0128 | 0.51811 | 0 | 12199.0378 | 4.051 | 49418.0945 |  |  |  |  | 5902.7603 | 1026.567 | 1026.567 |  | 3148.1388 | 547.5024 | 547.5024 |  | 9050.899 | 0 | 9050.899 | 496457.1799 | 0 | 54.8517 | 496457.1799 | 496457.1799 | 0 | 0 | 0 | 496457.1799 | 0 | 0
2018Q4 | 2018 | 2018-11-01 | 2018 | 11 | 2018-11-22 | 2018-11-01 | 2018-11-30 | 7.15% | 0.26295 |  |  | 0 | 0 | 0 | 0 | 0 | 0 | 0 | 0 | 0 | 0 | 0 | 0 | 0% | 0% | 0% | 0% | 0% | 0% | 0% | 0% | 0% | 0% | 0% | 0% | 0% | 0% | 0% | 0% | 0% | 0% | 0% | 0% | 0% | 0% | 0% | 0% | 0 | 21 | 4 | 4 | 1 | 30 | 1.5% | 14893.2 | 2836.8 | 3546 |  | 1 | 1 | 1 | 1 | 2978.64 | 567.36 | 709.2 |  | 1 | 1 | 1 | 1 | 21276 | 21276 | 4255.2 | 4255.2 | 18.8802 | 0 | 0 | 0 | 0 | 0 | 0 | 0 | 0 | 0 | 0 | 0 | 0 | 0 | 0 | 0 | 0 | 0 | 0 | 0% | 0% | 0% | 0% | 0% | 0% | 0% | 0% | 7735.0836 | 0 | 0 | 0 | 0 | 0 | 0 | 0% | 0 | 0 | 0 | 0 | 0 | 0 | 0% | 0% | 0% | 0% | 0% | 0% | 0 | 0 | 0 | 0 | 0 | 0 | 0 | 0 | 0 | 0 | 0 | 0 | 0 | 0 | 0 | 0 | 0 | 0 | 0 | 0 | 0 | 0 | 0 | 0 | 0 | 0 | 0 | 0 | 0 | 0 |  | 0 |  | No | 45 | 9308.25 | 2792.475 | 1773 | 531.9 | 2216.25 | 664.875 | 0 | 41.7468 | 36.4873 | 721665.9237 | 87.7981 | 41.9033 | 735402.8758 | 1457068.7996 | 9308.25 | 2792.475 | 1773 | 531.9 | 2216.25 | 664.875 | 0 | 0 | 0 | 0 | 0 | 228343.1487 | 4.2822 | 0 | 0 | 0 | 228343.1487 | 989717.372 | 6423.3635 | 0 | 996140.7355 | 29092.2705 | 0.51825 | 0 | 11805.5205 | 4.051 | 47823.9624 |  |  |  |  | 5389.4768 | 1026.567 | 1283.2088 |  | 2874.3876 | 547.5024 | 684.378 |  | 8263.8643 | 0 | 8263.8643 | 466171.4752 | 0 | 56.4108 | 466171.4752 | 466171.4752 | 0 | 0 | 0 | 466171.4752 | 0 | 0
2018Q4 | 2018 | 2018-12-01 | 2018 | 12 | 2018-12-25 | 2018-12-01 | 2018-12-31 | 7.15% | 0.26139 |  |  | 0 | 0 | 0 | 0 | 0 | 0 | 0 | 0 | 0 | 0 | 0 | 0 | 0% | 0% | 0% | 0% | 0% | 0% | 0% | 0% | 0% | 0% | 0% | 0% | 0% | 0% | 0% | 0% | 0% | 0% | 0% | 0% | 0% | 0% | 0% | 0% | 0 | 20 | 5 | 5 | 1 | 31 | 1.5% | 14184 | 3546 | 4255.2 |  | 1 | 1 | 1 | 1 | 2836.8 | 709.2 | 851.04 |  | 1 | 1 | 1 | 1 | 21985.2 | 21985.2 | 4397.04 | 4397.04 | 18.9624 | 0 | 0 | 0 | 0 | 0 | 0 | 0 | 0 | 0 | 0 | 0 | 0 | 0 | 0 | 0 | 0 | 0 | 0 | 0% | 0% | 0% | 0% | 0% | 0% | 0% | 0% | 7737.1146 | 0 | 0 | 0 | 0 | 0 | 0 | 0% | 0 | 0 | 0 | 0 | 0 | 0 | 0% | 0% | 0% | 0% | 0% | 0% | 0 | 0 | 0 | 0 | 0 | 0 | 0 | 0 | 0 | 0 | 0 | 0 | 0 | 0 | 0 | 0 | 0 | 0 | 0 | 0 | 0 | 0 | 0 | 0 | 0 | 0 | 0 | 0 | 0 | 0 |  | 0 |  | No | 45 | 8865 | 2659.5 | 2216.25 | 664.875 | 2659.5 | 797.85 | 0 | 41.7468 | 36.4873 | 745721.4545 | 87.7981 | 41.9033 | 759916.305 | 1505637.7596 | 8865 | 2659.5 | 2216.25 | 664.875 | 2659.5 | 797.85 | 0 | 0 | 0 | 0 | 0 | 236016.5403 | 4.4644 | 0 | 0 | 0 | 236016.5403 | 1065965.855 | 6919.8013 | 0 | 1072885.6563 | 30062.0128 | 0.51839 | 0 | 12199.0379 | 4.051 | 49418.0945 |  |  |  |  | 5132.835 | 1283.2088 | 1539.8505 |  | 2737.512 | 684.378 | 821.2536 |  | 7870.347 | 0 | 7870.347 | 459779.389 | 0 | 58.4192 | 459779.389 | 459779.389 | 0 | 0 | 0 | 459779.389 | 0 | 0
2019Q1 | 2019 | 2019-01-01 | 2019 | 1 | 2019-01-01 | 2019-01-01 | 2019-01-31 | 7.15% | 0.25983 |  |  | 0 | 0 | 0 | 0 | 0 | 0 | 0 | 0 | 0 | 0 | 0 | 0 | 0% | 0% | 0% | 0% | 0% | 0% | 0% | 0% | 0% | 0% | 0% | 0% | 0% | 0% | 0% | 0% | 0% | 0% | 0% | 0% | 0% | 0% | 0% | 0% | 0 | 22 | 4 | 4 | 1 | 31 | 1.5% | 15602.4 | 2836.8 | 3546 |  | 1 | 1 | 1 | 1 | 3120.48 | 567.36 | 709.2 |  | 1 | 1 | 1 | 1 | 21985.2 | 21985.2 | 4397.04 | 4397.04 | 19.0472 | 0 | 0 | 0 | 0 | 0 | 0 | 0 | 0 | 0 | 0 | 0 | 0 | 0 | 0 | 0 | 0 | 0 | 0 | 0% | 0% | 0% | 0% | 0% | 0% | 0% | 0% | 7739.1455 | 0 | 0 | 0 | 0 | 0 | 0 | 0% | 0 | 0 | 0 | 0 | 0 | 0 | 0% | 0% | 0% | 0% | 0% | 0% | 0 | 0 | 0 | 0 | 0 | 0 | 0 | 0 | 0 | 0 | 0 | 0 | 0 | 0 | 0 | 0 | 0 | 0 | 0 | 0 | 0 | 0 | 0 | 0 | 0 | 0 | 0 | 0 | 0 | 0 |  | 0 |  | No | 45 | 9751.5 | 2925.45 | 1773 | 531.9 | 2216.25 | 664.875 | 0 | 41.7468 | 36.4873 | 745721.4545 | 87.7981 | 41.9033 | 759916.305 | 1505637.7596 | 9751.5 | 2925.45 | 1773 | 531.9 | 2216.25 | 664.875 | 0 | 0 | 0 | 0 | 0 | 236078.4936 | 4.2553 | 0 | 0 | 0 | 236078.4936 | 1016875.3417 | 6595.6548 | 0 | 1023470.9966 | 30062.0129 | 0.51852 | 0 | 12199.0378 | 4.1725 | 50900.6373 |  |  |  |  | 5646.1185 | 1026.567 | 1283.2088 |  | 3011.2632 | 547.5024 | 684.378 |  | 8657.3817 | 0 | 8657.3817 | 505911.2308 | 0 | 58.437 | 505911.2308 | 505911.2308 | 0 | 0 | 0 | 505911.2308 | 0 | 0
2019Q1 | 2019 | 2019-02-01 | 2019 | 2 |  | 2019-02-01 | 2019-02-28 | 7.15% | 0.25844 |  |  | 0 | 0 | 0 | 0 | 0 | 0 | 0 | 0 | 0 | 0 | 0 | 0 | 0% | 0% | 0% | 0% | 0% | 0% | 0% | 0% | 0% | 0% | 0% | 0% | 0% | 0% | 0% | 0% | 0% | 0% | 0% | 0% | 0% | 0% | 0% | 0% | 0 | 20 | 4 | 4 | 0 | 28 | 1.5% | 14184 | 2836.8 | 2836.8 |  | 1 | 1 | 1 | 1 | 2836.8 | 567.36 | 567.36 |  | 1 | 1 | 1 | 1 | 19857.6 | 19857.6 | 3971.52 | 3971.52 | 19.1321 | 0 | 0 | 0 | 0 | 0 | 0 | 0 | 0 | 0 | 0 | 0 | 0 | 0 | 0 | 0 | 0 | 0 | 0 | 0% | 0% | 0% | 0% | 0% | 0% | 0% | 0% | 7741.1765 | 0 | 0 | 0 | 0 | 0 | 0 | 0% | 0 | 0 | 0 | 0 | 0 | 0 | 0% | 0% | 0% | 0% | 0% | 0% | 0 | 0 | 0 | 0 | 0 | 0 | 0 | 0 | 0 | 0 | 0 | 0 | 0 | 0 | 0 | 0 | 0 | 0 | 0 | 0 | 0 | 0 | 0 | 0 | 0 | 0 | 0 | 0 | 0 | 0 |  | 0 |  | No | 45 | 8865 | 2659.5 | 1773 | 531.9 | 1773 | 531.9 | 0 | 41.7468 | 36.4873 | 673554.8622 | 87.7981 | 41.9033 | 686376.0175 | 1359930.8796 | 8865 | 2659.5 | 1773 | 531.9 | 1773 | 531.9 | 0 | 0 | 0 | 0 | 0 | 213288.1457 | 3.9302 | 0 | 0 | 0 | 213288.1457 | 849384.3292 | 5502.3256 | 0 | 854886.6548 | 27152.7858 | 0.51866 | 0 | 11018.4858 | 4.1725 | 45974.7692 |  |  |  |  | 5132.835 | 1026.567 | 1026.567 |  | 2737.512 | 547.5024 | 547.5024 |  | 7870.347 | 0 | 7870.347 | 359088.1978 | 0 | 45.6255 | 359088.1978 | 359088.1978 | 0 | 0 | 0 | 359088.1978 | 0 | 0
2019Q1 | 2019 | 2019-03-01 | 2019 | 3 |  | 2019-03-01 | 2019-03-31 | 7.15% | 0.2569 |  |  | 0 | 0 | 0 | 0 | 0 | 0 | 0 | 0 | 0 | 0 | 0 | 0 | 0% | 0% | 0% | 0% | 0% | 0% | 0% | 0% | 0% | 0% | 0% | 0% | 0% | 0% | 0% | 0% | 0% | 0% | 0% | 0% | 0% | 0% | 0% | 0% | 0 | 21 | 5 | 5 | 0 | 31 | 1.5% | 14893.2 | 3546 | 3546 |  | 1 | 1 | 1 | 1 | 2978.64 | 709.2 | 709.2 |  | 1 | 1 | 1 | 1 | 21985.2 | 21985.2 | 4397.04 | 4397.04 | 19.2088 | 0 | 0 | 0 | 0 | 0 | 0 | 0 | 0 | 0 | 0 | 0 | 0 | 0 | 0 | 0 | 0 | 0 | 0 | 0% | 0% | 0% | 0% | 0% | 0% | 0% | 0% | 7743.2074 | 0 | 0 | 0 | 0 | 0 | 0 | 0% | 0 | 0 | 0 | 0 | 0 | 0 | 0% | 0% | 0% | 0% | 0% | 0% | 0 | 0 | 0 | 0 | 0 | 0 | 0 | 0 | 0 | 0 | 0 | 0 | 0 | 0 | 0 | 0 | 0 | 0 | 0 | 0 | 0 | 0 | 0 | 0 | 0 | 0 | 0 | 0 | 0 | 0 |  | 0 |  | No | 45 | 9308.25 | 2792.475 | 2216.25 | 664.875 | 2216.25 | 664.875 | 0 | 41.7468 | 36.4873 | 745721.4545 | 87.7981 | 41.9033 | 759916.305 | 1505637.7596 | 9308.25 | 2792.475 | 2216.25 | 664.875 | 2216.25 | 664.875 | 0 | 0 | 0 | 0 | 0 | 236202.4003 | 3.7192 | 0 | 0 | 0 | 236202.4003 | 890800.5411 | 5764.8284 | 0 | 896565.3696 | 30062.0129 | 0.51879 | 0 | 12199.0379 | 4.1725 | 50900.6373 |  |  |  |  | 5389.4768 | 1283.2088 | 1283.2088 |  | 2874.3876 | 684.378 | 684.378 |  | 8263.8643 | 0 | 8263.8643 | 349277.0272 | 0 | 42.2656 | 349277.0272 | 349277.0272 | 0 | 0 | 0 | 349277.0272 | 0 | 0
2019Q2 | 2019 | 2019-04-01 | 2019 | 4 |  | 2019-04-01 | 2019-04-30 | 7.15% | 0.25542 |  |  | 0 | 0 | 0 | 0 | 0 | 0 | 0 | 0 | 0 | 0 | 0 | 0 | 0% | 0% | 0% | 0% | 0% | 0% | 0% | 0% | 0% | 0% | 0% | 0% | 0% | 0% | 0% | 0% | 0% | 0% | 0% | 0% | 0% | 0% | 0% | 0% | 0 | 22 | 4 | 4 | 0 | 30 | 1.5% | 15602.4 | 2836.8 | 2836.8 |  | 1 | 1 | 1 | 1 | 3120.48 | 567.36 | 567.36 |  | 1 | 1 | 1 | 1 | 21276 | 21276 | 4255.2 | 4255.2 | 19.2936 | 0 | 0 | 0 | 0 | 0 | 0 | 0 | 0 | 0 | 0 | 0 | 0 | 0 | 0 | 0 | 0 | 0 | 0 | 0% | 0% | 0% | 0% | 0% | 0% | 0% | 0% | 7745.2384 | 0 | 0 | 0 | 0 | 0 | 0 | 0% | 0 | 0 | 0 | 0 | 0 | 0 | 0% | 0% | 0% | 0% | 0% | 0% | 0 | 0 | 0 | 0 | 0 | 0 | 0 | 0 | 0 | 0 | 0 | 0 | 0 | 0 | 0 | 0 | 0 | 0 | 0 | 0 | 0 | 0 | 0 | 0 | 0 | 0 | 0 | 0 | 0 | 0 |  | 0 |  | No | 45 | 9751.5 | 2925.45 | 1773 | 531.9 | 1773 | 531.9 | 0 | 41.7468 | 36.4873 | 721665.9237 | 87.7981 | 41.9033 | 735402.8758 | 1457068.7996 | 9751.5 | 2925.45 | 1773 | 531.9 | 1773 | 531.9 | 0 | 0 | 0 | 0 | 0 | 228642.9229 | 3.6077 | 0 | 0 | 0 | 228642.9229 | 836779.1775 | 5411.4963 | 0 | 842190.6738 | 29092.2705 | 0.51893 | 0 | 11805.5205 | 4.1725 | 49258.6813 |  |  |  |  | 5646.1185 | 1026.567 | 1026.567 |  | 3011.2632 | 547.5024 | 547.5024 |  | 8657.3817 | 0 | 8657.3817 | 364423.4074 | 0 | 42.094 | 364423.4074 | 364423.4074 | 0 | 0 | 0 | 364423.4074 | 0 | 0
2019Q2 | 2019 | 2019-05-01 | 2019 | 5 | 2019-05-27 | 2019-05-01 | 2019-05-31 | 7.15% | 0.2539 |  |  | 0 | 0 | 0 | 0 | 0 | 0 | 0 | 0 | 0 | 0 | 0 | 0 | 0% | 0% | 0% | 0% | 0% | 0% | 0% | 0% | 0% | 0% | 0% | 0% | 0% | 0% | 0% | 0% | 0% | 0% | 0% | 0% | 0% | 0% | 0% | 0% | 0 | 22 | 4 | 4 | 1 | 31 | 1.5% | 15602.4 | 2836.8 | 3546 |  | 1 | 1 | 1 | 1 | 3120.48 | 567.36 | 709.2 |  | 1 | 1 | 1 | 1 | 21985.2 | 21985.2 | 4397.04 | 4397.04 | 19.3758 | 0 | 0 | 0 | 0 | 0 | 0 | 0 | 0 | 0 | 0 | 0 | 0 | 0 | 0 | 0 | 0 | 0 | 0 | 0% | 0% | 0% | 0% | 0% | 0% | 0% | 0% | 7747.2694 | 0 | 0 | 0 | 0 | 0 | 0 | 0% | 0 | 0 | 0 | 0 | 0 | 0 | 0% | 0% | 0% | 0% | 0% | 0% | 0 | 0 | 0 | 0 | 0 | 0 | 0 | 0 | 0 | 0 | 0 | 0 | 0 | 0 | 0 | 0 | 0 | 0 | 0 | 0 | 0 | 0 | 0 | 0 | 0 | 0 | 0 | 0 | 0 | 0 |  | 0 |  | No | 45 | 11701.8 | 0 | 2127.6 | 0 | 2659.5 | 0 | 0 | 42.7487 | 37.363 | 704878.8641 | 89.9053 | 42.909 | 1505014.4932 | 2209893.3573 | 11701.8 | 0 | 2127.6 | 0 | 2659.5 | 0 | 0 | 0 | 0 | 0 | 0 | 204390.3196 | 3.5805 | 0 | 0 | 0 | 204390.3196 | 742459.34 | 5549.7072 | 0 | 748009.0473 | 26035.9731 | 0.51907 | 0 | 9547.0731 | 4.1725 | 39835.2814 |  |  |  |  | 3764.079 | 684.378 | 855.4725 |  | 3011.2632 | 547.5024 | 684.378 |  | 6775.3422 | 0 | 6775.3422 | 303566.2777 | 0 | 44.8046 | 303566.2777 | 303566.2777 | 0 | 0 | 0 | 303566.2777 | 0 | 0
2019Q2 | 2019 | 2019-06-01 | 2019 | 6 |  | 2019-06-01 | 2019-06-30 | 7.15% | 0.25244 |  |  | 0 | 0 | 0 | 0 | 0 | 0 | 0 | 0 | 0 | 0 | 0 | 0 | 0% | 0% | 0% | 0% | 0% | 0% | 0% | 0% | 0% | 0% | 0% | 0% | 0% | 0% | 0% | 0% | 0% | 0% | 0% | 0% | 0% | 0% | 0% | 0% | 0 | 20 | 5 | 5 | 0 | 30 | 1.5% | 14184 | 3546 | 3546 |  | 1 | 1 | 1 | 1 | 2836.8 | 709.2 | 709.2 |  | 1 | 1 | 1 | 1 | 21276 | 21276 | 4255.2 | 4255.2 | 19.4606 | 0 | 0 | 0 | 0 | 0 | 0 | 0 | 0 | 0 | 0 | 0 | 0 | 0 | 0 | 0 | 0 | 0 | 0 | 0% | 0% | 0% | 0% | 0% | 0% | 0% | 0% | 7749.3003 | 0 | 0 | 0 | 0 | 0 | 0 | 0% | 0 | 0 | 0 | 0 | 0 | 0 | 0% | 0% | 0% | 0% | 0% | 0% | 0 | 0 | 0 | 0 | 0 | 0 | 0 | 0 | 0 | 0 | 0 | 0 | 0 | 0 | 0 | 0 | 0 | 0 | 0 | 0 | 0 | 0 | 0 | 0 | 0 | 0 | 0 | 0 | 0 | 0 |  | 0 |  | No | 45 | 10638 | 0 | 2659.5 | 0 | 2659.5 | 0 | 0 | 42.7487 | 37.363 | 682140.8362 | 89.9053 | 42.909 | 1456465.6386 | 2138606.4748 | 10638 | 0 | 2659.5 | 0 | 2659.5 | 0 | 0 | 0 | 0 | 0 | 0 | 197848.9363 | 3.6237 | 0 | 0 | 0 | 197848.9363 | 727254.3329 | 5435.5592 | 0 | 732689.8921 | 25196.103 | 0.5192 | 0 | 9239.103 | 4.1725 | 38550.2723 |  |  |  |  | 3421.89 | 855.4725 | 855.4725 |  | 2737.512 | 684.378 | 684.378 |  | 6159.402 | 0 | 6159.402 | 273994.9823 | 0 | 44.484 | 273994.9823 | 273994.9823 | 0 | 0 | 0 | 273994.9823 | 0 | 0
2019Q3 | 2019 | 2019-07-01 | 2019 | 7 | 2019-07-04 | 2019-07-01 | 2019-07-31 | 7.15% | 0.25094 |  |  | 0 | 0 | 0 | 0 | 0 | 0 | 0 | 0 | 0 | 0 | 0 | 0 | 0% | 0% | 0% | 0% | 0% | 0% | 0% | 0% | 0% | 0% | 0% | 0% | 0% | 0% | 0% | 0% | 0% | 0% | 0% | 0% | 0% | 0% | 0% | 0% | 0 | 22 | 4 | 4 | 1 | 31 | 1.5% | 15602.4 | 2836.8 | 3546 |  | 1 | 1 | 1 | 1 | 3120.48 | 567.36 | 709.2 |  | 1 | 1 | 1 | 1 | 21985.2 | 21985.2 | 4397.04 | 4397.04 | 19.5428 | 0 | 0 | 0 | 0 | 0 | 0 | 0 | 0 | 0 | 0 | 0 | 0 | 0 | 0 | 0 | 0 | 0 | 0 | 0% | 0% | 0% | 0% | 0% | 0% | 0% | 0% | 7751.3313 | 0 | 0 | 0 | 0 | 0 | 0 | 0% | 0 | 0 | 0 | 0 | 0 | 0 | 0% | 0% | 0% | 0% | 0% | 0% | 0 | 0 | 0 | 0 | 0 | 0 | 0 | 0 | 0 | 0 | 0 | 0 | 0 | 0 | 0 | 0 | 0 | 0 | 0 | 0 | 0 | 0 | 0 | 0 | 0 | 0 | 0 | 0 | 0 | 0 |  | 0 |  | No | 45 | 11701.8 | 0 | 2127.6 | 0 | 2659.5 | 0 | 0 | 42.7487 | 37.363 | 704878.8641 | 89.9053 | 42.909 | 1505014.4932 | 2209893.3573 | 11701.8 | 0 | 2127.6 | 0 | 2659.5 | 0 | 0 | 0 | 0 | 0 | 0 | 204497.4821 | 3.7226 | 0 | 0 | 0 | 204497.4821 | 771920.5599 | 5770.0597 | 0 | 777690.6195 | 26035.9731 | 0.51934 | 0 | 9547.0731 | 4.1725 | 39835.2814 |  |  |  |  | 3764.079 | 684.378 | 855.4725 |  | 3011.2632 | 547.5024 | 684.378 |  | 8007.2226 | 0 | 8007.2226 | 457331.1574 | 0 | 57.1148 | 457331.1574 | 457331.1574 | 0 | 0 | 0 | 457331.1574 | 0 | 0 | 2015Q3 | 608745.8239 | 3.6154 | 2200889.6297 | 0 | #DIV/0! | 16391.3342 | 3.9291 | 3.1537
2019Q3 | 2019 | 2019-08-01 | 2019 | 8 |  | 2019-08-01 | 2019-08-31 | 7.15% | 0.24945 |  |  | 0 | 0 | 0 | 0 | 0 | 0 | 0 | 0 | 0 | 0 | 0 | 0 | 0% | 0% | 0% | 0% | 0% | 0% | 0% | 0% | 0% | 0% | 0% | 0% | 0% | 0% | 0% | 0% | 0% | 0% | 0% | 0% | 0% | 0% | 0% | 0% | 0 | 22 | 5 | 4 | 0 | 31 | 1.5% | 15602.4 | 3546 | 2836.8 |  | 1 | 1 | 1 | 1 | 3120.48 | 709.2 | 567.36 |  | 1 | 1 | 1 | 1 | 21985.2 | 21985.2 | 4397.04 | 4397.04 | 19.6277 | 0 | 0 | 0 | 0 | 0 | 0 | 0 | 0 | 0 | 0 | 0 | 0 | 0 | 0 | 0 | 0 | 0 | 0 | 0% | 0% | 0% | 0% | 0% | 0% | 0% | 0% | 7753.3622 | 0 | 0 | 0 | 0 | 0 | 0 | 0% | 0 | 0 | 0 | 0 | 0 | 0 | 0% | 0% | 0% | 0% | 0% | 0% | 0 | 0 | 0 | 0 | 0 | 0 | 0 | 0 | 0 | 0 | 0 | 0 | 0 | 0 | 0 | 0 | 0 | 0 | 0 | 0 | 0 | 0 | 0 | 0 | 0 | 0 | 0 | 0 | 0 | 0 |  | 0 |  | No | 45 | 11701.8 | 0 | 2659.5 | 0 | 2127.6 | 0 | 0 | 42.7487 | 37.363 | 704878.8641 | 89.9053 | 42.909 | 1505014.4932 | 2209893.3573 | 11701.8 | 0 | 2659.5 | 0 | 2127.6 | 0 | 0 | 0 | 0 | 0 | 0 | 204551.0634 | 3.8631 | 0 | 0 | 0 | 204551.0634 | 800857.5374 | 5987.799 | 0 | 806845.3365 | 26035.9731 | 0.51948 | 0 | 9547.0731 | 4.1725 | 39835.2814 |  |  |  |  | 3764.079 | 855.4725 | 684.378 |  | 3011.2632 | 684.378 | 547.5024 |  | 9547.0731 | 0 | 9547.0731 | 639497.0228 | 0 | 66.9836 | 639497.0228 | 639497.0228 | 0 | 0 | 0 | 639497.0228 | 0 | 0 | 2015Q4 | 700673.2886 | 4.0925 | 2867538.943 | 0 | #DIV/0! | 18589.8976 | 4.3956 | 3.4134
2019Q3 | 2019 | 2019-09-01 | 2019 | 9 | 2019-09-02 | 2019-09-01 | 2019-09-30 | 7.15% | 0.24802 |  |  | 0 | 0 | 0 | 0 | 0 | 0 | 0 | 0 | 0 | 0 | 0 | 0 | 0% | 0% | 0% | 0% | 0% | 0% | 0% | 0% | 0% | 0% | 0% | 0% | 0% | 0% | 0% | 0% | 0% | 0% | 0% | 0% | 0% | 0% | 0% | 0% | 0 | 20 | 4 | 5 | 1 | 30 | 1.5% | 14184 | 2836.8 | 4255.2 |  | 1 | 1 | 1 | 1 | 2836.8 | 567.36 | 851.04 |  | 1 | 1 | 1 | 1 | 21276 | 21276 | 4255.2 | 4255.2 | 19.7125 | 0 | 0 | 0 | 0 | 0 | 0 | 0 | 0 | 0 | 0 | 0 | 0 | 0 | 0 | 0 | 0 | 0 | 0 | 0% | 0% | 0% | 0% | 0% | 0% | 0% | 0% | 7755.3932 | 0 | 0 | 0 | 0 | 0 | 0 | 0% | 0 | 0 | 0 | 0 | 0 | 0 | 0% | 0% | 0% | 0% | 0% | 0% | 0 | 0 | 0 | 0 | 0 | 0 | 0 | 0 | 0 | 0 | 0 | 0 | 0 | 0 | 0 | 0 | 0 | 0 | 0 | 0 | 0 | 0 | 0 | 0 | 0 | 0 | 0 | 0 | 0 | 0 |  | 0 |  | No | 45 | 10638 | 0 | 2127.6 | 0 | 3191.4 | 0 | 0 | 42.7487 | 37.363 | 682140.8362 | 89.9053 | 42.909 | 1456465.6386 | 2138606.4748 | 10638 | 0 | 2127.6 | 0 | 3191.4 | 0 | 0 | 0 | 0 | 0 | 0 | 198004.4949 | 4.0303 | 0 | 0 | 0 | 198004.4949 | 808343.0196 | 6045.5217 | 0 | 814388.5413 | 25196.103 | 0.51961 | 0 | 9239.103 | 4.1725 | 38550.2723 |  |  |  |  | 3421.89 | 684.378 | 1026.567 |  | 2737.512 | 547.5024 | 821.2536 |  | 7391.2824 | 0 | 7391.2824 | 450681.0656 | 0 | 60.9747 | 450681.0656 | 450681.0656 | 0 | 0 | 0 | 450681.0656 | 0 | 0 | 2016Q1 | 686639.4035 | 3.7727 | 2590509.737 | 0 | #DIV/0! | 16929.1036 | 4.2012 | 3.4446
2019Q4 | 2019 | 2019-10-01 | 2019 | 10 |  | 2019-10-01 | 2019-10-31 | 7.15% | 0.24654 |  |  | 0 | 0 | 0 | 0 | 0 | 0 | 0 | 0 | 0 | 0 | 0 | 0 | 0% | 0% | 0% | 0% | 0% | 0% | 0% | 0% | 0% | 0% | 0% | 0% | 0% | 0% | 0% | 0% | 0% | 0% | 0% | 0% | 0% | 0% | 0% | 0% | 0 | 23 | 4 | 4 | 0 | 31 | 1.5% | 16311.6 | 2836.8 | 2836.8 |  | 1 | 1 | 1 | 1 | 3262.32 | 567.36 | 567.36 |  | 1 | 1 | 1 | 1 | 21985.2 | 21985.2 | 4397.04 | 4397.04 | 19.7947 | 0 | 0 | 0 | 0 | 0 | 0 | 0 | 0 | 0 | 0 | 0 | 0 | 0 | 0 | 0 | 0 | 0 | 0 | 0% | 0% | 0% | 0% | 0% | 0% | 0% | 0% | 7757.4242 | 0 | 0 | 0 | 0 | 0 | 0 | 0% | 0 | 0 | 0 | 0 | 0 | 0 | 0% | 0% | 0% | 0% | 0% | 0% | 0 | 0 | 0 | 0 | 0 | 0 | 0 | 0 | 0 | 0 | 0 | 0 | 0 | 0 | 0 | 0 | 0 | 0 | 0 | 0 | 0 | 0 | 0 | 0 | 0 | 0 | 0 | 0 | 0 | 0 |  | 0 |  | No | 45 | 10194.75 | 3058.425 | 1773 | 531.9 | 1773 | 531.9 | 0 | 42.7487 | 37.363 | 763618.7694 | 89.9053 | 42.909 | 778154.2964 | 1541773.0658 | 10194.75 | 3058.425 | 1773 | 531.9 | 1773 | 531.9 | 0 | 0 | 0 | 0 | 0 | 236636.0738 | 4.2095 | 0 | 0 | 0 | 236636.0738 | 1008437.4382 | 6524.6539 | 0 | 1014962.0921 | 30062.0128 | 0.51975 | 0 | 12199.0378 | 4.1725 | 50900.6373 |  |  |  |  | 5902.7603 | 1026.567 | 1026.567 |  | 3148.1388 | 547.5024 | 547.5024 |  | 9050.899 | 0 | 9050.899 | 517239.085 | 0 | 57.1478 | 517239.085 | 517239.085 | 0 | 0 | 0 | 517239.085 | 0 | 0 | 2016Q2 | 624928.1758 | 3.4306 | 2143854.4307 | 0 | #DIV/0! | 15371.1619 | 3.9056 | 3.1265
2019Q4 | 2019 | 2019-11-01 | 2019 | 11 | 2019-11-28 | 2019-11-01 | 2019-11-30 | 7.15% | 0.24512 |  |  | 0 | 0 | 0 | 0 | 0 | 0 | 0 | 0 | 0 | 0 | 0 | 0 | 0% | 0% | 0% | 0% | 0% | 0% | 0% | 0% | 0% | 0% | 0% | 0% | 0% | 0% | 0% | 0% | 0% | 0% | 0% | 0% | 0% | 0% | 0% | 0% | 0 | 20 | 5 | 4 | 1 | 30 | 1.5% | 14184 | 3546 | 3546 |  | 1 | 1 | 1 | 1 | 2836.8 | 709.2 | 709.2 |  | 1 | 1 | 1 | 1 | 21276 | 21276 | 4255.2 | 4255.2 | 19.8795 | 0 | 0 | 0 | 0 | 0 | 0 | 0 | 0 | 0 | 0 | 0 | 0 | 0 | 0 | 0 | 0 | 0 | 0 | 0% | 0% | 0% | 0% | 0% | 0% | 0% | 0% | 7759.4551 | 0 | 0 | 0 | 0 | 0 | 0 | 0% | 0 | 0 | 0 | 0 | 0 | 0 | 0% | 0% | 0% | 0% | 0% | 0% | 0 | 0 | 0 | 0 | 0 | 0 | 0 | 0 | 0 | 0 | 0 | 0 | 0 | 0 | 0 | 0 | 0 | 0 | 0 | 0 | 0 | 0 | 0 | 0 | 0 | 0 | 0 | 0 | 0 | 0 |  | 0 |  | No | 45 | 8865 | 2659.5 | 2216.25 | 664.875 | 2216.25 | 664.875 | 0 | 42.7487 | 37.363 | 738985.9059 | 89.9053 | 42.909 | 753052.5449 | 1492038.4508 | 8865 | 2659.5 | 2216.25 | 664.875 | 2216.25 | 664.875 | 0 | 0 | 0 | 0 | 0 | 229062.6069 | 4.3861 | 0 | 0 | 0 | 229062.6069 | 1016618.989 | 6579.1063 | 0 | 1023198.0953 | 29092.2705 | 0.51988 | 0 | 11805.5205 | 4.1725 | 49258.6813 |  |  |  |  | 5132.835 | 1283.2088 | 1283.2088 |  | 2737.512 | 684.378 | 684.378 |  | 7870.347 | 0 | 7870.347 | 480821.1649 | 0 | 61.0928 | 480821.1649 | 480821.1649 | 0 | 0 | 0 | 480821.1649 | 0 | 0 | 2016Q3 | 601328.4862 | 3.6803 | 2213094.5133 | 0 | #DIV/0! | 16689.7972 | 4.0553 | 3.2494
2019Q4 | 2019 | 2019-12-01 | 2019 | 12 | 2019-12-25 | 2019-12-01 | 2019-12-31 | 7.15% | 0.24367 |  |  | 0 | 0 | 0 | 0 | 0 | 0 | 0 | 0 | 0 | 0 | 0 | 0 | 0% | 0% | 0% | 0% | 0% | 0% | 0% | 0% | 0% | 0% | 0% | 0% | 0% | 0% | 0% | 0% | 0% | 0% | 0% | 0% | 0% | 0% | 0% | 0% | 0 | 21 | 4 | 5 | 1 | 31 | 1.5% | 14893.2 | 2836.8 | 4255.2 |  | 1 | 1 | 1 | 1 | 2978.64 | 567.36 | 851.04 |  | 1 | 1 | 1 | 1 | 21985.2 | 21985.2 | 4397.04 | 4397.04 | 19.9617 | 0 | 0 | 0 | 0 | 0 | 0 | 0 | 0 | 0 | 0 | 0 | 0 | 0 | 0 | 0 | 0 | 0 | 0 | 0% | 0% | 0% | 0% | 0% | 0% | 0% | 0% | 7761.4861 | 0 | 0 | 0 | 0 | 0 | 0 | 0% | 0 | 0 | 0 | 0 | 0 | 0 | 0% | 0% | 0% | 0% | 0% | 0% | 0 | 0 | 0 | 0 | 0 | 0 | 0 | 0 | 0 | 0 | 0 | 0 | 0 | 0 | 0 | 0 | 0 | 0 | 0 | 0 | 0 | 0 | 0 | 0 | 0 | 0 | 0 | 0 | 0 | 0 |  | 0 |  | No | 45 | 9308.25 | 2792.475 | 1773 | 531.9 | 2659.5 | 797.85 | 0 | 42.7487 | 37.363 | 763618.7694 | 89.9053 | 42.909 | 778154.2964 | 1541773.0658 | 9308.25 | 2792.475 | 1773 | 531.9 | 2659.5 | 797.85 | 0 | 0 | 0 | 0 | 0 | 236759.9805 | 4.5726 | 0 | 0 | 0 | 236759.9805 | 1094951.6562 | 7087.5809 | 0 | 1102039.2371 | 30062.0128 | 0.52002 | 0 | 12199.0378 | 4.1725 | 50900.6373 |  |  |  |  | 5389.4768 | 1026.567 | 1539.8505 |  | 2874.3876 | 547.5024 | 821.2536 |  | 8263.8643 | 0 | 8263.8643 | 495072.409 | 0 | 59.9081 | 495072.409 | 495072.409 | 0 | 0 | 0 | 495072.409 | 0 | 0 | 2016Q4 | 695839.6454 | 4.167 | 2899562.7071 | 0 | #DIV/0! | 18928.3933 | 4.5369 | 3.517
2020Q1 | 2020 | 2020-01-01 | 2020 | 1 | 2020-01-01 | 2020-01-01 | 2020-01-31 | 7.15% | 0.24222 |  |  | 0 | 0 | 0 | 0 | 0 | 0 | 0 | 0 | 0 | 0 | 0 | 0 | 0% | 0% | 0% | 0% | 0% | 0% | 0% | 0% | 0% | 0% | 0% | 0% | 0% | 0% | 0% | 0% | 0% | 0% | 0% | 0% | 0% | 0% | 0% | 0% | 0 | 22 | 4 | 4 | 1 | 31 | 1.5% | 15602.4 | 2836.8 | 3546 |  | 1 | 1 | 1 | 1 | 3120.48 | 567.36 | 709.2 |  | 1 | 1 | 1 | 1 | 21985.2 | 21985.2 | 4397.04 | 4397.04 | 20.0465 | 0 | 0 | 0 | 0 | 0 | 0 | 0 | 0 | 0 | 0 | 0 | 0 | 0 | 0 | 0 | 0 | 0 | 0 | 0% | 0% | 0% | 0% | 0% | 0% | 0% | 0% | 7763.517 | 0 | 0 | 0 | 0 | 0 | 0 | 0% | 0 | 0 | 0 | 0 | 0 | 0 | 0% | 0% | 0% | 0% | 0% | 0% | 0 | 0 | 0 | 0 | 0 | 0 | 0 | 0 | 0 | 0 | 0 | 0 | 0 | 0 | 0 | 0 | 0 | 0 | 0 | 0 | 0 | 0 | 0 | 0 | 0 | 0 | 0 | 0 | 0 | 0 |  | 0 |  | No | 45 | 9751.5 | 2925.45 | 1773 | 531.9 | 2216.25 | 664.875 | 0 | 42.7487 | 37.363 | 763618.7694 | 89.9053 | 42.909 | 778154.2964 | 1541773.0658 | 9751.5 | 2925.45 | 1773 | 531.9 | 2216.25 | 664.875 | 0 | 0 | 0 | 0 | 0 | 236821.9338 | 4.3686 | 0 | 0 | 0 | 236821.9338 | 1046916.7668 | 6771.3172 | 0 | 1053688.084 | 30062.0129 | 0.52016 | 0 | 12199.0378 | 4.2977 | 52427.6564 |  |  |  |  | 5646.1185 | 1026.567 | 1283.2088 |  | 3011.2632 | 547.5024 | 684.378 |  | 8657.3817 | 0 | 8657.3817 | 486724.3214 | 0 | 56.2207 | 486724.3214 | 486724.3214 | 0 | 0 | 0 | 486724.3214 | 0 | 0 | 2017Q1 | 681252.2902 | 3.8499 | 2622769.8913 | 0 | #DIV/0! | 17090.4202 | 4.3427 | 3.5689
2020Q1 | 2020 | 2020-02-01 | 2020 | 2 |  | 2020-02-01 | 2020-02-29 | 7.15% | 0.24087 |  |  | 0 | 0 | 0 | 0 | 0 | 0 | 0 | 0 | 0 | 0 | 0 | 0 | 0% | 0% | 0% | 0% | 0% | 0% | 0% | 0% | 0% | 0% | 0% | 0% | 0% | 0% | 0% | 0% | 0% | 0% | 0% | 0% | 0% | 0% | 0% | 0% | 0 | 20 | 5 | 4 | 0 | 29 | 1.5% | 14184 | 3546 | 2836.8 |  | 1 | 1 | 1 | 1 | 2836.8 | 709.2 | 567.36 |  | 1 | 1 | 1 | 1 | 20566.8 | 20566.8 | 4113.36 | 4113.36 | 20.1314 | 0 | 0 | 0 | 0 | 0 | 0 | 0 | 0 | 0 | 0 | 0 | 0 | 0 | 0 | 0 | 0 | 0 | 0 | 0% | 0% | 0% | 0% | 0% | 0% | 0% | 0% | 7765.548 | 0 | 0 | 0 | 0 | 0 | 0 | 0% | 0 | 0 | 0 | 0 | 0 | 0 | 0% | 0% | 0% | 0% | 0% | 0% | 0 | 0 | 0 | 0 | 0 | 0 | 0 | 0 | 0 | 0 | 0 | 0 | 0 | 0 | 0 | 0 | 0 | 0 | 0 | 0 | 0 | 0 | 0 | 0 | 0 | 0 | 0 | 0 | 0 | 0 |  | 0 |  | No | 45 | 8865 | 2659.5 | 2216.25 | 664.875 | 1773 | 531.9 | 0 | 42.7487 | 37.363 | 714353.0424 | 89.9053 | 42.909 | 727950.7934 | 1442303.8357 | 8865 | 2659.5 | 2216.25 | 664.875 | 1773 | 531.9 | 0 | 0 | 0 | 0 | 0 | 221601.0557 | 4.0349 | 0 | 0 | 0 | 221601.0557 | 905684.9812 | 5850.6146 | 0 | 911535.5958 | 28122.5282 | 0.52029 | 0 | 11412.0032 | 4.2977 | 49045.227 |  |  |  |  | 5132.835 | 1283.2088 | 1026.567 |  | 2737.512 | 684.378 | 547.5024 |  | 7870.347 | 0 | 7870.347 | 343472.448 | 0 | 43.6413 | 343472.448 | 343472.448 | 0 | 0 | 0 | 343472.448 | 0 | 0 | 2017Q2 | 626912.8435 | 3.5001 | 2194287.9876 | 0 | #DIV/0! | 15687.7659 | 4.0372 | 3.2393
2020Q1 | 2020 | 2020-03-01 | 2020 | 3 |  | 2020-03-01 | 2020-03-31 | 7.15% | 0.23944 |  |  | 0 | 0 | 0 | 0 | 0 | 0 | 0 | 0 | 0 | 0 | 0 | 0 | 0% | 0% | 0% | 0% | 0% | 0% | 0% | 0% | 0% | 0% | 0% | 0% | 0% | 0% | 0% | 0% | 0% | 0% | 0% | 0% | 0% | 0% | 0% | 0% | 0 | 22 | 4 | 5 | 0 | 31 | 1.5% | 15602.4 | 2836.8 | 3546 |  | 1 | 1 | 1 | 1 | 3120.48 | 567.36 | 709.2 |  | 1 | 1 | 1 | 1 | 21985.2 | 21985.2 | 4397.04 | 4397.04 | 20.2108 | 0 | 0 | 0 | 0 | 0 | 0 | 0 | 0 | 0 | 0 | 0 | 0 | 0 | 0 | 0 | 0 | 0 | 0 | 0% | 0% | 0% | 0% | 0% | 0% | 0% | 0% | 7767.579 | 0 | 0 | 0 | 0 | 0 | 0 | 0% | 0 | 0 | 0 | 0 | 0 | 0 | 0% | 0% | 0% | 0% | 0% | 0% | 0 | 0 | 0 | 0 | 0 | 0 | 0 | 0 | 0 | 0 | 0 | 0 | 0 | 0 | 0 | 0 | 0 | 0 | 0 | 0 | 0 | 0 | 0 | 0 | 0 | 0 | 0 | 0 | 0 | 0 |  | 0 |  | No | 45 | 9751.5 | 2925.45 | 1773 | 531.9 | 2216.25 | 664.875 | 0 | 42.7487 | 37.363 | 763618.7694 | 89.9053 | 42.909 | 778154.2964 | 1541773.0658 | 9751.5 | 2925.45 | 1773 | 531.9 | 2216.25 | 664.875 | 0 | 0 | 0 | 0 | 0 | 236945.8405 | 3.8185 | 0 | 0 | 0 | 236945.8405 | 917123.9818 | 5918.6842 | 0 | 923042.666 | 30062.0129 | 0.52043 | 0 | 12199.0378 | 4.2977 | 52427.6564 |  |  |  |  | 5646.1185 | 1026.567 | 1283.2088 |  | 3011.2632 | 547.5024 | 684.378 |  | 8657.3817 | 0 | 8657.3817 | 385618.7999 | 0 | 44.5422 | 385618.7999 | 385618.7999 | 0 | 0 | 0 | 385618.7999 | 0 | 0 | 2017Q3 | 603236.671 | 3.7551 | 2265198.2488 | 0 | #DIV/0! | 17033.5614 | 4.1919 | 3.3666
2020Q2 | 2020 | 2020-04-01 | 2020 | 4 |  | 2020-04-01 | 2020-04-30 | 7.15% | 0.23806 |  |  | 0 | 0 | 0 | 0 | 0 | 0 | 0 | 0 | 0 | 0 | 0 | 0 | 0% | 0% | 0% | 0% | 0% | 0% | 0% | 0% | 0% | 0% | 0% | 0% | 0% | 0% | 0% | 0% | 0% | 0% | 0% | 0% | 0% | 0% | 0% | 0% | 0 | 22 | 4 | 4 | 0 | 30 | 1.5% | 15602.4 | 2836.8 | 2836.8 |  | 1 | 1 | 1 | 1 | 3120.48 | 567.36 | 567.36 |  | 1 | 1 | 1 | 1 | 21276 | 21276 | 4255.2 | 4255.2 | 20.2957 | 0 | 0 | 0 | 0 | 0 | 0 | 0 | 0 | 0 | 0 | 0 | 0 | 0 | 0 | 0 | 0 | 0 | 0 | 0% | 0% | 0% | 0% | 0% | 0% | 0% | 0% | 7769.6099 | 0 | 0 | 0 | 0 | 0 | 0 | 0% | 0 | 0 | 0 | 0 | 0 | 0 | 0% | 0% | 0% | 0% | 0% | 0% | 0 | 0 | 0 | 0 | 0 | 0 | 0 | 0 | 0 | 0 | 0 | 0 | 0 | 0 | 0 | 0 | 0 | 0 | 0 | 0 | 0 | 0 | 0 | 0 | 0 | 0 | 0 | 0 | 0 | 0 |  | 0 |  | No | 45 | 9751.5 | 2925.45 | 1773 | 531.9 | 1773 | 531.9 | 0 | 42.7487 | 37.363 | 738985.9059 | 89.9053 | 42.909 | 753052.5449 | 1492038.4508 | 9751.5 | 2925.45 | 1773 | 531.9 | 1773 | 531.9 | 0 | 0 | 0 | 0 | 0 | 229362.3812 | 3.7039 | 0 | 0 | 0 | 229362.3812 | 861496.125 | 5555.9221 | 0 | 867052.0471 | 29092.2705 | 0.52056 | 0 | 11805.5205 | 4.2977 | 50736.4417 |  |  |  |  | 5646.1185 | 1026.567 | 1026.567 |  | 3011.2632 | 547.5024 | 547.5024 |  | 8657.3817 | 0 | 8657.3817 | 379132.9886 | 0 | 43.793 | 379132.9886 | 379132.9886 | 0 | 0 | 0 | 379132.9886 | 0 | 0 | 2017Q4 | 698045.984 | 4.2518 | 2967919.8074 | 0 | #DIV/0! | 19318.2666 | 4.6897 | 3.6439
2020Q2 | 2020 | 2020-05-01 | 2020 | 5 | 2020-05-25 | 2020-05-01 | 2020-05-31 | 7.15% | 0.23665 |  |  | 0 | 0 | 0 | 0 | 0 | 0 | 0 | 0 | 0 | 0 | 0 | 0 | 0% | 0% | 0% | 0% | 0% | 0% | 0% | 0% | 0% | 0% | 0% | 0% | 0% | 0% | 0% | 0% | 0% | 0% | 0% | 0% | 0% | 0% | 0% | 0% | 0 | 20 | 5 | 5 | 1 | 31 | 1.5% | 14184 | 3546 | 4255.2 |  | 1 | 1 | 1 | 1 | 2836.8 | 709.2 | 851.04 |  | 1 | 1 | 1 | 1 | 21985.2 | 21985.2 | 4397.04 | 4397.04 | 20.3778 | 0 | 0 | 0 | 0 | 0 | 0 | 0 | 0 | 0 | 0 | 0 | 0 | 0 | 0 | 0 | 0 | 0 | 0 | 0% | 0% | 0% | 0% | 0% | 0% | 0% | 0% | 7771.6409 | 0 | 0 | 0 | 0 | 0 | 0 | 0% | 0 | 0 | 0 | 0 | 0 | 0 | 0% | 0% | 0% | 0% | 0% | 0% | 0 | 0 | 0 | 0 | 0 | 0 | 0 | 0 | 0 | 0 | 0 | 0 | 0 | 0 | 0 | 0 | 0 | 0 | 0 | 0 | 0 | 0 | 0 | 0 | 0 | 0 | 0 | 0 | 0 | 0 |  | 0 |  | No | 45 | 10638 | 0 | 2659.5 | 0 | 3191.4 | 0 | 0 | 43.7747 | 38.2597 | 721795.9568 | 92.063 | 43.9388 | 1541134.8411 | 2262930.7979 | 10638 | 0 | 2659.5 | 0 | 3191.4 | 0 | 0 | 0 | 0 | 0 | 0 | 205033.2949 | 3.676 | 0 | 0 | 0 | 205033.2949 | 764387.5016 | 5697.8217 | 0 | 770085.3234 | 26035.9731 | 0.5207 | 0 | 9547.0731 | 4.2977 | 41030.3398 |  |  |  |  | 3421.89 | 855.4725 | 1026.567 |  | 2737.512 | 684.378 | 821.2536 |  | 6159.402 | 0 | 6159.402 | 282114.6263 | 0 | 45.8023 | 282114.6263 | 282114.6263 | 0 | 0 | 0 | 282114.6263 | 0 | 0 | 2018Q1 | 683410.6649 | 3.9276 | 2684162.3527 | 0 | #DIV/0! | 17439.9544 | 4.5036 | 3.6705
2020Q2 | 2020 | 2020-06-01 | 2020 | 6 |  | 2020-06-01 | 2020-06-30 | 7.15% | 0.23528 |  |  | 0 | 0 | 0 | 0 | 0 | 0 | 0 | 0 | 0 | 0 | 0 | 0 | 0% | 0% | 0% | 0% | 0% | 0% | 0% | 0% | 0% | 0% | 0% | 0% | 0% | 0% | 0% | 0% | 0% | 0% | 0% | 0% | 0% | 0% | 0% | 0% | 0 | 22 | 4 | 4 | 0 | 30 | 1.5% | 15602.4 | 2836.8 | 2836.8 |  | 1 | 1 | 1 | 1 | 3120.48 | 567.36 | 567.36 |  | 1 | 1 | 1 | 1 | 21276 | 21276 | 4255.2 | 4255.2 | 20.4627 | 0 | 0 | 0 | 0 | 0 | 0 | 0 | 0 | 0 | 0 | 0 | 0 | 0 | 0 | 0 | 0 | 0 | 0 | 0% | 0% | 0% | 0% | 0% | 0% | 0% | 0% | 7773.6718 | 0 | 0 | 0 | 0 | 0 | 0 | 0% | 0 | 0 | 0 | 0 | 0 | 0 | 0% | 0% | 0% | 0% | 0% | 0% | 0 | 0 | 0 | 0 | 0 | 0 | 0 | 0 | 0 | 0 | 0 | 0 | 0 | 0 | 0 | 0 | 0 | 0 | 0 | 0 | 0 | 0 | 0 | 0 | 0 | 0 | 0 | 0 | 0 | 0 |  | 0 |  | No | 45 | 11701.8 | 0 | 2127.6 | 0 | 2127.6 | 0 | 0 | 43.7747 | 38.2597 | 698512.2163 | 92.063 | 43.9388 | 1491420.814 | 2189933.0302 | 11701.8 | 0 | 2127.6 | 0 | 2127.6 | 0 | 0 | 0 | 0 | 0 | 0 | 198471.1705 | 3.7204 | 0 | 0 | 0 | 198471.1705 | 748736.0927 | 5580.6272 | 0 | 754316.7199 | 25196.103 | 0.52084 | 0 | 9239.103 | 4.2977 | 39706.7805 |  |  |  |  | 3764.079 | 684.378 | 684.378 |  | 3011.2632 | 547.5024 | 547.5024 |  | 6775.3422 | 0 | 6775.3422 | 312603.5989 | 0 | 46.1384 | 312603.5989 | 312603.5989 | 0 | 0 | 0 | 312603.5989 | 0 | 0 | 2018Q2 | 628897.5112 | 3.5707 | 2245584.2705 | 0 | #DIV/0! | 16008.613 | 4.1867 | 3.3315
2020Q3 | 2020 | 2020-07-01 | 2020 | 7 | 2020-07-04 | 2020-07-01 | 2020-07-31 | 7.15% | 0.23389 |  |  | 0 | 0 | 0 | 0 | 0 | 0 | 0 | 0 | 0 | 0 | 0 | 0 | 0% | 0% | 0% | 0% | 0% | 0% | 0% | 0% | 0% | 0% | 0% | 0% | 0% | 0% | 0% | 0% | 0% | 0% | 0% | 0% | 0% | 0% | 0% | 0% | 0 | 23 | 3 | 4 | 1 | 31 | 1.5% | 16311.6 | 2127.6 | 3546 |  | 1 | 1 | 1 | 1 | 3262.32 | 425.52 | 709.2 |  | 1 | 1 | 1 | 1 | 21985.2 | 21985.2 | 4397.04 | 4397.04 | 20.5448 | 0 | 0 | 0 | 0 | 0 | 0 | 0 | 0 | 0 | 0 | 0 | 0 | 0 | 0 | 0 | 0 | 0 | 0 | 0% | 0% | 0% | 0% | 0% | 0% | 0% | 0% | 7775.7028 | 0 | 0 | 0 | 0 | 0 | 0 | 0% | 0 | 0 | 0 | 0 | 0 | 0 | 0% | 0% | 0% | 0% | 0% | 0% | 0 | 0 | 0 | 0 | 0 | 0 | 0 | 0 | 0 | 0 | 0 | 0 | 0 | 0 | 0 | 0 | 0 | 0 | 0 | 0 | 0 | 0 | 0 | 0 | 0 | 0 | 0 | 0 | 0 | 0 |  | 0 |  | No | 45 | 12233.7 | 0 | 1595.7 | 0 | 2659.5 | 0 | 0 | 43.7747 | 38.2597 | 721795.9568 | 92.063 | 43.9388 | 1541134.8411 | 2262930.7979 | 12233.7 | 0 | 1595.7 | 0 | 2659.5 | 0 | 0 | 0 | 0 | 0 | 0 | 205140.4574 | 3.822 | 0 | 0 | 0 | 205140.4574 | 794728.701 | 5924.0551 | 0 | 800652.7561 | 26035.9731 | 0.52097 | 0 | 9547.0731 | 4.2977 | 41030.3398 |  |  |  |  | 3935.1735 | 513.2835 | 855.4725 |  | 3148.1388 | 410.6268 | 684.378 |  | 8007.2226 | 0 | 8007.2226 | 463937.0393 | 0 | 57.9398 | 463937.0393 | 463937.0393 | 0 | 0 | 0 | 463937.0393 | 0 | 0 | 2018Q3 | 605144.8557 | 3.8308 | 2318193.2714 | 0 | #DIV/0! | 17381.9328 | 4.3472 | 3.4624
2020Q3 | 2020 | 2020-08-01 | 2020 | 8 |  | 2020-08-01 | 2020-08-31 | 7.15% | 0.23249 |  |  | 0 | 0 | 0 | 0 | 0 | 0 | 0 | 0 | 0 | 0 | 0 | 0 | 0% | 0% | 0% | 0% | 0% | 0% | 0% | 0% | 0% | 0% | 0% | 0% | 0% | 0% | 0% | 0% | 0% | 0% | 0% | 0% | 0% | 0% | 0% | 0% | 0 | 21 | 5 | 5 | 0 | 31 | 1.5% | 14893.2 | 3546 | 3546 |  | 1 | 1 | 1 | 1 | 2978.64 | 709.2 | 709.2 |  | 1 | 1 | 1 | 1 | 21985.2 | 21985.2 | 4397.04 | 4397.04 | 20.6297 | 0 | 0 | 0 | 0 | 0 | 0 | 0 | 0 | 0 | 0 | 0 | 0 | 0 | 0 | 0 | 0 | 0 | 0 | 0% | 0% | 0% | 0% | 0% | 0% | 0% | 0% | 7777.7338 | 0 | 0 | 0 | 0 | 0 | 0 | 0% | 0 | 0 | 0 | 0 | 0 | 0 | 0% | 0% | 0% | 0% | 0% | 0% | 0 | 0 | 0 | 0 | 0 | 0 | 0 | 0 | 0 | 0 | 0 | 0 | 0 | 0 | 0 | 0 | 0 | 0 | 0 | 0 | 0 | 0 | 0 | 0 | 0 | 0 | 0 | 0 | 0 | 0 |  | 0 |  | No | 45 | 11169.9 | 0 | 2659.5 | 0 | 2659.5 | 0 | 0 | 43.7747 | 38.2597 | 721795.9568 | 92.063 | 43.9388 | 1541134.8411 | 2262930.7979 | 11169.9 | 0 | 2659.5 | 0 | 2659.5 | 0 | 0 | 0 | 0 | 0 | 0 | 205194.0387 | 3.9662 | 0 | 0 | 0 | 205194.0387 | 824530.6283 | 6147.6056 | 0 | 830678.234 | 26035.9731 | 0.52111 | 0 | 9547.0731 | 4.2977 | 41030.3398 |  |  |  |  | 3592.9845 | 855.4725 | 855.4725 |  | 2874.3876 | 684.378 | 684.378 |  | 9547.0731 | 0 | 9547.0731 | 636469.0467 | 0 | 66.6664 | 636469.0467 | 636469.0467 | 0 | 0 | 0 | 636469.0467 | 0 | 0 | 2018Q4 | 700252.3226 | 4.3376 | 3037446.315 | 0 | #DIV/0! | 19713.3649 | 4.8634 | 3.7476
2020Q3 | 2020 | 2020-09-01 | 2020 | 9 | 2020-09-07 | 2020-09-01 | 2020-09-30 | 7.15% | 0.23116 |  |  | 0 | 0 | 0 | 0 | 0 | 0 | 0 | 0 | 0 | 0 | 0 | 0 | 0% | 0% | 0% | 0% | 0% | 0% | 0% | 0% | 0% | 0% | 0% | 0% | 0% | 0% | 0% | 0% | 0% | 0% | 0% | 0% | 0% | 0% | 0% | 0% | 0 | 21 | 4 | 4 | 1 | 30 | 1.5% | 14893.2 | 2836.8 | 3546 |  | 1 | 1 | 1 | 1 | 2978.64 | 567.36 | 709.2 |  | 1 | 1 | 1 | 1 | 21276 | 21276 | 4255.2 | 4255.2 | 20.7146 | 0 | 0 | 0 | 0 | 0 | 0 | 0 | 0 | 0 | 0 | 0 | 0 | 0 | 0 | 0 | 0 | 0 | 0 | 0% | 0% | 0% | 0% | 0% | 0% | 0% | 0% | 7779.7647 | 0 | 0 | 0 | 0 | 0 | 0 | 0% | 0 | 0 | 0 | 0 | 0 | 0 | 0% | 0% | 0% | 0% | 0% | 0% | 0 | 0 | 0 | 0 | 0 | 0 | 0 | 0 | 0 | 0 | 0 | 0 | 0 | 0 | 0 | 0 | 0 | 0 | 0 | 0 | 0 | 0 | 0 | 0 | 0 | 0 | 0 | 0 | 0 | 0 |  | 0 |  | No | 45 | 11169.9 | 0 | 2127.6 | 0 | 2659.5 | 0 | 0 | 43.7747 | 38.2597 | 698512.2163 | 92.063 | 43.9388 | 1491420.814 | 2189933.0302 | 11169.9 | 0 | 2127.6 | 0 | 2659.5 | 0 | 0 | 0 | 0 | 0 | 0 | 198626.729 | 4.1379 | 0 | 0 | 0 | 198626.729 | 832248.4943 | 6206.8689 | 0 | 838455.3632 | 25196.103 | 0.52124 | 0 | 9239.103 | 4.2977 | 39706.7805 |  |  |  |  | 3592.9845 | 684.378 | 855.4725 |  | 2874.3876 | 547.5024 | 684.378 |  | 7699.2525 | 0 | 7699.2525 | 469396.3094 | 0 | 60.9665 | 469396.3094 | 469396.3094 | 0 | 0 | 0 | 469396.3094 | 0 | 0 | 2019Q1 | 685569.0397 | 4.0216 | 2757060.2121 | 0 | #DIV/0! | 17862.8089 | 4.6655 | 3.7935
2020Q4 | 2020 | 2020-10-01 | 2020 | 10 |  | 2020-10-01 | 2020-10-31 | 7.15% | 0.22978 |  |  | 0 | 0 | 0 | 0 | 0 | 0 | 0 | 0 | 0 | 0 | 0 | 0 | 0% | 0% | 0% | 0% | 0% | 0% | 0% | 0% | 0% | 0% | 0% | 0% | 0% | 0% | 0% | 0% | 0% | 0% | 0% | 0% | 0% | 0% | 0% | 0% | 0 | 22 | 5 | 4 | 0 | 31 | 1.5% | 15602.4 | 3546 | 2836.8 |  | 1 | 1 | 1 | 1 | 3120.48 | 709.2 | 567.36 |  | 1 | 1 | 1 | 1 | 21985.2 | 21985.2 | 4397.04 | 4397.04 | 20.7967 | 0 | 0 | 0 | 0 | 0 | 0 | 0 | 0 | 0 | 0 | 0 | 0 | 0 | 0 | 0 | 0 | 0 | 0 | 0% | 0% | 0% | 0% | 0% | 0% | 0% | 0% | 7781.7957 | 0 | 0 | 0 | 0 | 0 | 0 | 0% | 0 | 0 | 0 | 0 | 0 | 0 | 0% | 0% | 0% | 0% | 0% | 0% | 0 | 0 | 0 | 0 | 0 | 0 | 0 | 0 | 0 | 0 | 0 | 0 | 0 | 0 | 0 | 0 | 0 | 0 | 0 | 0 | 0 | 0 | 0 | 0 | 0 | 0 | 0 | 0 | 0 | 0 |  | 0 |  | No | 45 | 9751.5 | 2925.45 | 2216.25 | 664.875 | 1773 | 531.9 | 0 | 43.7747 | 38.2597 | 781945.6199 | 92.063 | 43.9388 | 796829.9995 | 1578775.6194 | 9751.5 | 2925.45 | 2216.25 | 664.875 | 1773 | 531.9 | 0 | 0 | 0 | 0 | 0 | 237379.514 | 4.3218 | 0 | 0 | 0 | 237379.514 | 1038274.0204 | 6698.7885 | 0 | 1044972.8089 | 30062.0129 | 0.52138 | 0 | 12199.0378 | 4.2977 | 52427.6564 |  |  |  |  | 5646.1185 | 1283.2088 | 1026.567 |  | 3011.2632 | 684.378 | 547.5024 |  | 8657.3817 | 0 | 8657.3817 | 499713.898 | 0 | 57.7211 | 499713.898 | 499713.898 | 0 | 0 | 0 | 499713.898 | 0 | 0 | 2019Q2 | 630882.1789 | 3.656 | 2306492.8504 | 0 | #DIV/0! | 16396.7627 | 4.3372 | 3.4432
2020Q4 | 2020 | 2020-11-01 | 2020 | 11 | 2020-11-26 | 2020-11-01 | 2020-11-30 | 7.15% | 0.22846 |  |  | 0 | 0 | 0 | 0 | 0 | 0 | 0 | 0 | 0 | 0 | 0 | 0 | 0% | 0% | 0% | 0% | 0% | 0% | 0% | 0% | 0% | 0% | 0% | 0% | 0% | 0% | 0% | 0% | 0% | 0% | 0% | 0% | 0% | 0% | 0% | 0% | 0 | 20 | 4 | 5 | 1 | 30 | 1.5% | 14184 | 2836.8 | 4255.2 |  | 1 | 1 | 1 | 1 | 2836.8 | 567.36 | 851.04 |  | 1 | 1 | 1 | 1 | 21276 | 21276 | 4255.2 | 4255.2 | 20.8816 | 0 | 0 | 0 | 0 | 0 | 0 | 0 | 0 | 0 | 0 | 0 | 0 | 0 | 0 | 0 | 0 | 0 | 0 | 0% | 0% | 0% | 0% | 0% | 0% | 0% | 0% | 7783.8266 | 0 | 0 | 0 | 0 | 0 | 0 | 0% | 0 | 0 | 0 | 0 | 0 | 0 | 0% | 0% | 0% | 0% | 0% | 0% | 0 | 0 | 0 | 0 | 0 | 0 | 0 | 0 | 0 | 0 | 0 | 0 | 0 | 0 | 0 | 0 | 0 | 0 | 0 | 0 | 0 | 0 | 0 | 0 | 0 | 0 | 0 | 0 | 0 | 0 |  | 0 |  | No | 45 | 8865 | 2659.5 | 1773 | 531.9 | 2659.5 | 797.85 | 0 | 43.7747 | 38.2597 | 756721.5676 | 92.063 | 43.9388 | 771125.8059 | 1527847.3736 | 8865 | 2659.5 | 1773 | 531.9 | 2659.5 | 797.85 | 0 | 0 | 0 | 0 | 0 | 229782.0651 | 4.5031 | 0 | 0 | 0 | 229782.0651 | 1046710.022 | 6754.6941 | 0 | 1053464.7161 | 29092.2705 | 0.52152 | 0 | 11805.5205 | 4.2977 | 50736.4417 |  |  |  |  | 5132.835 | 1026.567 | 1539.8505 |  | 2737.512 | 547.5024 | 821.2536 |  | 7870.347 | 0 | 7870.347 | 455029.733 | 0 | 57.8157 | 455029.733 | 455029.733 | 0 | 0 | 0 | 455029.733 | 0 | 0 | 2019Q3 | 607053.0404 | 3.9224 | 2381121.1169 | 0 | #DIV/0! | 17803.3804 | 4.5035 | 3.5785
2020Q4 | 2020 | 2020-12-01 | 2020 | 12 | 2020-12-25 | 2020-12-01 | 2020-12-31 | 7.15% | 0.2271 |  |  | 0 | 0 | 0 | 0 | 0 | 0 | 0 | 0 | 0 | 0 | 0 | 0 | 0% | 0% | 0% | 0% | 0% | 0% | 0% | 0% | 0% | 0% | 0% | 0% | 0% | 0% | 0% | 0% | 0% | 0% | 0% | 0% | 0% | 0% | 0% | 0% | 0 | 22 | 4 | 4 | 1 | 31 | 1.5% | 15602.4 | 2836.8 | 3546 |  | 1 | 1 | 1 | 1 | 3120.48 | 567.36 | 709.2 |  | 1 | 1 | 1 | 1 | 21985.2 | 21985.2 | 4397.04 | 4397.04 | 20.9637 | 0 | 0 | 0 | 0 | 0 | 0 | 0 | 0 | 0 | 0 | 0 | 0 | 0 | 0 | 0 | 0 | 0 | 0 | 0% | 0% | 0% | 0% | 0% | 0% | 0% | 0% | 7785.8576 | 0 | 0 | 0 | 0 | 0 | 0 | 0% | 0 | 0 | 0 | 0 | 0 | 0 | 0% | 0% | 0% | 0% | 0% | 0% | 0 | 0 | 0 | 0 | 0 | 0 | 0 | 0 | 0 | 0 | 0 | 0 | 0 | 0 | 0 | 0 | 0 | 0 | 0 | 0 | 0 | 0 | 0 | 0 | 0 | 0 | 0 | 0 | 0 | 0 |  | 0 |  | No | 45 | 9751.5 | 2925.45 | 1773 | 531.9 | 2216.25 | 664.875 | 0 | 43.7747 | 38.2597 | 781945.6199 | 92.063 | 43.9388 | 796829.9995 | 1578775.6194 | 9751.5 | 2925.45 | 1773 | 531.9 | 2216.25 | 664.875 | 0 | 0 | 0 | 0 | 0 | 237503.4207 | 4.6947 | 0 | 0 | 0 | 237503.4207 | 1127374.2261 | 7276.7392 | 0 | 1134650.9654 | 30062.0129 | 0.52165 | 0 | 12199.0378 | 4.2977 | 52427.6564 |  |  |  |  | 5646.1185 | 1026.567 | 1283.2088 |  | 3011.2632 | 547.5024 | 684.378 |  | 8657.3817 | 0 | 8657.3817 | 520089.3515 | 0 | 60.0747 | 520089.3515 | 520089.3515 | 0 | 0 | 0 | 520089.3515 | 0 | 0 | 2019Q4 | 702458.6612 | 4.4416 | 3120008.0833 | 0 | #DIV/0! | 20191.3411 | 5.0382 | 3.8732
2021Q1 | 2021 | 2021-01-01 | 2021 | 1 | 2021-01-01 | 2021-01-01 | 2021-01-31 | 7.15% | 0.22575 |  |  | 0 | 0 | 0 | 0 | 0 | 0 | 0 | 0 | 0 | 0 | 0 | 0 | 0% | 0% | 0% | 0% | 0% | 0% | 0% | 0% | 0% | 0% | 0% | 0% | 0% | 0% | 0% | 0% | 0% | 0% | 0% | 0% | 0% | 0% | 0% | 0% | 0 | 20 | 5 | 5 | 1 | 31 | 1.5% | 14184 | 3546 | 4255.2 |  | 1 | 1 | 1 | 1 | 2836.8 | 709.2 | 851.04 |  | 1 | 1 | 1 | 1 | 21985.2 | 21985.2 | 4397.04 | 4397.04 | 21.0486 | 0 | 0 | 0 | 0 | 0 | 0 | 0 | 0 | 0 | 0 | 0 | 0 | 0 | 0 | 0 | 0 | 0 | 0 | 0% | 0% | 0% | 0% | 0% | 0% | 0% | 0% | 7787.8886 | 0 | 0 | 0 | 0 | 0 | 0 | 0% | 0 | 0 | 0 | 0 | 0 | 0 | 0% | 0% | 0% | 0% | 0% | 0% | 0 | 0 | 0 | 0 | 0 | 0 | 0 | 0 | 0 | 0 | 0 | 0 | 0 | 0 | 0 | 0 | 0 | 0 | 0 | 0 | 0 | 0 | 0 | 0 | 0 | 0 | 0 | 0 | 0 | 0 |  | 0 |  | No | 45 | 8865 | 2659.5 | 2216.25 | 664.875 | 2659.5 | 797.85 | 0 | 43.7747 | 38.2597 | 781945.6199 | 92.063 | 43.9388 | 796829.9995 | 1578775.6194 | 8865 | 2659.5 | 2216.25 | 664.875 | 2659.5 | 797.85 | 0 | 0 | 0 | 0 | 0 | 237565.374 | 4.4767 | 0 | 0 | 0 | 237565.374 | 1075888.6996 | 6938.9022 | 0 | 1082827.6018 | 30062.0128 | 0.52179 | 0 | 12199.0379 | 4.4266 | 54000.4861 |  |  |  |  | 5132.835 | 1283.2088 | 1539.8505 |  | 2737.512 | 684.378 | 821.2536 |  | 7870.347 | 0 | 7870.347 | 464534.9724 | 0 | 59.0234 | 464534.9724 | 464534.9724 | 0 | 0 | 0 | 464534.9724 | 0 | 0 | 2020Q1 | 695368.8301 | 4.1269 | 2869725.7298 | 0 | #DIV/0! | 18540.616 | 4.8564 | 3.93
2021Q1 | 2021 | 2021-02-01 | 2021 | 2 |  | 2021-02-01 | 2021-02-28 | 7.15% | 0.22454 |  |  | 0 | 0 | 0 | 0 | 0 | 0 | 0 | 0 | 0 | 0 | 0 | 0 | 0% | 0% | 0% | 0% | 0% | 0% | 0% | 0% | 0% | 0% | 0% | 0% | 0% | 0% | 0% | 0% | 0% | 0% | 0% | 0% | 0% | 0% | 0% | 0% | 0 | 20 | 4 | 4 | 0 | 28 | 1.5% | 14184 | 2836.8 | 2836.8 |  | 1 | 1 | 1 | 1 | 2836.8 | 567.36 | 567.36 |  | 1 | 1 | 1 | 1 | 19857.6 | 19857.6 | 3971.52 | 3971.52 | 21.1335 | 0 | 0 | 0 | 0 | 0 | 0 | 0 | 0 | 0 | 0 | 0 | 0 | 0 | 0 | 0 | 0 | 0 | 0 | 0% | 0% | 0% | 0% | 0% | 0% | 0% | 0% | 7789.9195 | 0 | 0 | 0 | 0 | 0 | 0 | 0% | 0 | 0 | 0 | 0 | 0 | 0 | 0% | 0% | 0% | 0% | 0% | 0% | 0 | 0 | 0 | 0 | 0 | 0 | 0 | 0 | 0 | 0 | 0 | 0 | 0 | 0 | 0 | 0 | 0 | 0 | 0 | 0 | 0 | 0 | 0 | 0 | 0 | 0 | 0 | 0 | 0 | 0 |  | 0 |  | No | 45 | 8865 | 2659.5 | 1773 | 531.9 | 1773 | 531.9 | 0 | 43.7747 | 38.2597 | 706273.4631 | 92.063 | 43.9388 | 719717.4189 | 1425990.882 | 8865 | 2659.5 | 1773 | 531.9 | 1773 | 531.9 | 0 | 0 | 0 | 0 | 0 | 214631.1344 | 4.1348 | 0 | 0 | 0 | 214631.1344 | 898632.123 | 5788.6745 | 0 | 904420.7975 | 27152.7858 | 0.52192 | 0 | 11018.4858 | 4.4266 | 48774.6326 |  |  |  |  | 5132.835 | 1026.567 | 1026.567 |  | 2737.512 | 547.5024 | 547.5024 |  | 7870.347 | 0 | 7870.347 | 354906.5509 | 0 | 45.0941 | 354906.5509 | 354906.5509 | 0 | 0 | 0 | 354906.5509 | 0 | 0 | 2020Q2 | 632866.8465 | 3.7522 | 2374619.7194 | 0 | #DIV/0! | 16834.371 | 4.5148 | 3.5671
2021Q1 | 2021 | 2021-03-01 | 2021 | 3 |  | 2021-03-01 | 2021-03-31 | 7.15% | 0.22321 |  |  | 0 | 0 | 0 | 0 | 0 | 0 | 0 | 0 | 0 | 0 | 0 | 0 | 0% | 0% | 0% | 0% | 0% | 0% | 0% | 0% | 0% | 0% | 0% | 0% | 0% | 0% | 0% | 0% | 0% | 0% | 0% | 0% | 0% | 0% | 0% | 0% | 0 | 23 | 4 | 4 | 0 | 31 | 1.5% | 16311.6 | 2836.8 | 2836.8 |  | 1 | 1 | 1 | 1 | 3262.32 | 567.36 | 567.36 |  | 1 | 1 | 1 | 1 | 21985.2 | 21985.2 | 4397.04 | 4397.04 | 21.2101 | 0 | 0 | 0 | 0 | 0 | 0 | 0 | 0 | 0 | 0 | 0 | 0 | 0 | 0 | 0 | 0 | 0 | 0 | 0% | 0% | 0% | 0% | 0% | 0% | 0% | 0% | 7791.9505 | 0 | 0 | 0 | 0 | 0 | 0 | 0% | 0 | 0 | 0 | 0 | 0 | 0 | 0% | 0% | 0% | 0% | 0% | 0% | 0 | 0 | 0 | 0 | 0 | 0 | 0 | 0 | 0 | 0 | 0 | 0 | 0 | 0 | 0 | 0 | 0 | 0 | 0 | 0 | 0 | 0 | 0 | 0 | 0 | 0 | 0 | 0 | 0 | 0 |  | 0 |  | No | 45 | 10194.75 | 3058.425 | 1773 | 531.9 | 1773 | 531.9 | 0 | 43.7747 | 38.2597 | 781945.6199 | 92.063 | 43.9388 | 796829.9995 | 1578775.6194 | 10194.75 | 3058.425 | 1773 | 531.9 | 1773 | 531.9 | 0 | 0 | 0 | 0 | 0 | 237689.2807 | 3.9128 | 0 | 0 | 0 | 237689.2807 | 942413.9797 | 6064.8384 | 0 | 948478.8181 | 30062.0128 | 0.52206 | 0 | 12199.0378 | 4.4266 | 54000.4861 |  |  |  |  | 5902.7603 | 1026.567 | 1026.567 |  | 3148.1388 | 547.5024 | 547.5024 |  | 9050.899 | 0 | 9050.899 | 398915.3501 | 0 | 44.0747 | 398915.3501 | 398915.3501 | 0 | 0 | 0 | 398915.3501 | 0 | 0 | 2020Q3 | 608961.2252 | 4.0257 | 2451507.8236 | 0 | #DIV/0! | 18278.5296 | 4.6878 | 3.7073
2021Q2 | 2021 | 2021-04-01 | 2021 | 4 |  | 2021-04-01 | 2021-04-30 | 7.15% | 0.22192 |  |  | 0 | 0 | 0 | 0 | 0 | 0 | 0 | 0 | 0 | 0 | 0 | 0 | 0% | 0% | 0% | 0% | 0% | 0% | 0% | 0% | 0% | 0% | 0% | 0% | 0% | 0% | 0% | 0% | 0% | 0% | 0% | 0% | 0% | 0% | 0% | 0% | 0 | 22 | 4 | 4 | 0 | 30 | 1.5% | 15602.4 | 2836.8 | 2836.8 |  | 1 | 1 | 1 | 1 | 3120.48 | 567.36 | 567.36 |  | 1 | 1 | 1 | 1 | 21276 | 21276 | 4255.2 | 4255.2 | 21.295 | 0 | 0 | 0 | 0 | 0 | 0 | 0 | 0 | 0 | 0 | 0 | 0 | 0 | 0 | 0 | 0 | 0 | 0 | 0% | 0% | 0% | 0% | 0% | 0% | 0% | 0% | 7793.9814 | 0 | 0 | 0 | 0 | 0 | 0 | 0% | 0 | 0 | 0 | 0 | 0 | 0 | 0% | 0% | 0% | 0% | 0% | 0% | 0 | 0 | 0 | 0 | 0 | 0 | 0 | 0 | 0 | 0 | 0 | 0 | 0 | 0 | 0 | 0 | 0 | 0 | 0 | 0 | 0 | 0 | 0 | 0 | 0 | 0 | 0 | 0 | 0 | 0 |  | 0 |  | No | 45 | 9751.5 | 2925.45 | 1773 | 531.9 | 1773 | 531.9 | 0 | 43.7747 | 38.2597 | 756721.5676 | 92.063 | 43.9388 | 771125.8059 | 1527847.3736 | 9751.5 | 2925.45 | 1773 | 531.9 | 1773 | 531.9 | 0 | 0 | 0 | 0 | 0 | 230081.8394 | 3.7954 | 0 | 0 | 0 | 230081.8394 | 885242.6816 | 5693.1183 | 0 | 890935.7999 | 29092.2705 | 0.5222 | 0 | 11805.5205 | 4.4266 | 52258.535 |  |  |  |  | 5646.1185 | 1026.567 | 1026.567 |  | 3011.2632 | 547.5024 | 547.5024 |  | 8657.3817 | 0 | 8657.3817 | 377131.8732 | 0 | 43.5619 | 377131.8732 | 377131.8732 | 0 | 0 | 0 | 377131.8732 | 0 | 0 | 2020Q4 | 704664.9997 | 4.5587 | 3212358.2685 | 0 | #DIV/0! | 20730.2218 | 5.2445 | 4.0126
2021Q2 | 2021 | 2021-05-01 | 2021 | 5 | 2021-05-31 | 2021-05-01 | 2021-05-31 | 7.15% | 0.2206 |  |  | 0 | 0 | 0 | 0 | 0 | 0 | 0 | 0 | 0 | 0 | 0 | 0 | 0% | 0% | 0% | 0% | 0% | 0% | 0% | 0% | 0% | 0% | 0% | 0% | 0% | 0% | 0% | 0% | 0% | 0% | 0% | 0% | 0% | 0% | 0% | 0% | 0 | 20 | 5 | 5 | 1 | 31 | 1.5% | 14184 | 3546 | 4255.2 |  | 1 | 1 | 1 | 1 | 2836.8 | 709.2 | 851.04 |  | 1 | 1 | 1 | 1 | 21985.2 | 21985.2 | 4397.04 | 4397.04 | 21.3771 | 0 | 0 | 0 | 0 | 0 | 0 | 0 | 0 | 0 | 0 | 0 | 0 | 0 | 0 | 0 | 0 | 0 | 0 | 0% | 0% | 0% | 0% | 0% | 0% | 0% | 0% | 7796.0124 | 0 | 0 | 0 | 0 | 0 | 0 | 0% | 0 | 0 | 0 | 0 | 0 | 0 | 0% | 0% | 0% | 0% | 0% | 0% | 0 | 0 | 0 | 0 | 0 | 0 | 0 | 0 | 0 | 0 | 0 | 0 | 0 | 0 | 0 | 0 | 0 | 0 | 0 | 0 | 0 | 0 | 0 | 0 | 0 | 0 | 0 | 0 | 0 | 0 |  | 0 |  | No | 45 | 10638 | 0 | 2659.5 | 0 | 3191.4 | 0 | 0 | 44.8252 | 39.178 | 739119.0598 | 94.2725 | 44.9933 | 1578122.0773 | 2317241.1371 | 10638 | 0 | 2659.5 | 0 | 3191.4 | 0 | 0 | 0 | 0 | 0 | 0 | 205676.2702 | 3.7668 | 0 | 0 | 0 | 205676.2702 | 785454.7151 | 5838.522 | 0 | 791293.237 | 26035.9731 | 0.52233 | 0 | 9547.0731 | 4.4266 | 42261.25 |  |  |  |  | 3421.89 | 855.4725 | 1026.567 |  | 2737.512 | 684.378 | 821.2536 |  | 6159.402 | 0 | 6159.402 | 294271.7425 | 0 | 47.776 | 294271.7425 | 294271.7425 | 0 | 0 | 0 | 294271.7425 | 0 | 0 | 2021Q1 | 689885.7891 | 4.2281 | 2916934.8023 | 0 | #DIV/0! | 18792.4151 | 5.0553 | 4.0716
2021Q2 | 2021 | 2021-06-01 | 2021 | 6 |  | 2021-06-01 | 2021-06-30 | 7.15% | 0.21933 |  |  | 0 | 0 | 0 | 0 | 0 | 0 | 0 | 0 | 0 | 0 | 0 | 0 | 0% | 0% | 0% | 0% | 0% | 0% | 0% | 0% | 0% | 0% | 0% | 0% | 0% | 0% | 0% | 0% | 0% | 0% | 0% | 0% | 0% | 0% | 0% | 0% | 0 | 22 | 4 | 4 | 0 | 30 | 1.5% | 15602.4 | 2836.8 | 2836.8 |  | 1 | 1 | 1 | 1 | 3120.48 | 567.36 | 567.36 |  | 1 | 1 | 1 | 1 | 21276 | 21276 | 4255.2 | 4255.2 | 21.462 | 0 | 0 | 0 | 0 | 0 | 0 | 0 | 0 | 0 | 0 | 0 | 0 | 0 | 0 | 0 | 0 | 0 | 0 | 0% | 0% | 0% | 0% | 0% | 0% | 0% | 0% | 7798.0434 | 0 | 0 | 0 | 0 | 0 | 0 | 0% | 0 | 0 | 0 | 0 | 0 | 0 | 0% | 0% | 0% | 0% | 0% | 0% | 0 | 0 | 0 | 0 | 0 | 0 | 0 | 0 | 0 | 0 | 0 | 0 | 0 | 0 | 0 | 0 | 0 | 0 | 0 | 0 | 0 | 0 | 0 | 0 | 0 | 0 | 0 | 0 | 0 | 0 |  | 0 |  | No | 45 | 11701.8 | 0 | 2127.6 | 0 | 2127.6 | 0 | 0 | 44.8252 | 39.178 | 715276.5095 | 94.2725 | 44.9933 | 1527214.9135 | 2242491.423 | 11701.8 | 0 | 2127.6 | 0 | 2127.6 | 0 | 0 | 0 | 0 | 0 | 0 | 199093.4046 | 3.8123 | 0 | 0 | 0 | 199093.4046 | 769374.3615 | 5718.4335 | 0 | 775092.795 | 25196.103 | 0.52247 | 0 | 9239.103 | 4.4266 | 40897.9839 |  |  |  |  | 3764.079 | 684.378 | 684.378 |  | 3011.2632 | 547.5024 | 547.5024 |  | 6775.3422 | 0 | 6775.3422 | 324186.3267 | 0 | 47.848 | 324186.3267 | 324186.3267 | 0 | 0 | 0 | 324186.3267 | 0 | 0 | 2021Q2 | 634851.5142 | 3.8435 | 2440071.7583 | 0 | #DIV/0! | 17250.0737 | 4.6997 | 3.6957
2021Q3 | 2021 | 2021-07-01 | 2021 | 7 | 2021-07-05 | 2021-07-01 | 2021-07-31 | 7.15% | 0.21803 |  |  | 0 | 0 | 0 | 0 | 0 | 0 | 0 | 0 | 0 | 0 | 0 | 0 | 0% | 0% | 0% | 0% | 0% | 0% | 0% | 0% | 0% | 0% | 0% | 0% | 0% | 0% | 0% | 0% | 0% | 0% | 0% | 0% | 0% | 0% | 0% | 0% | 0 | 21 | 5 | 4 | 1 | 31 | 1.5% | 14893.2 | 3546 | 3546 |  | 1 | 1 | 1 | 1 | 2978.64 | 709.2 | 709.2 |  | 1 | 1 | 1 | 1 | 21985.2 | 21985.2 | 4397.04 | 4397.04 | 21.5441 | 0 | 0 | 0 | 0 | 0 | 0 | 0 | 0 | 0 | 0 | 0 | 0 | 0 | 0 | 0 | 0 | 0 | 0 | 0% | 0% | 0% | 0% | 0% | 0% | 0% | 0% | 7800.0743 | 0 | 0 | 0 | 0 | 0 | 0 | 0% | 0 | 0 | 0 | 0 | 0 | 0 | 0% | 0% | 0% | 0% | 0% | 0% | 0 | 0 | 0 | 0 | 0 | 0 | 0 | 0 | 0 | 0 | 0 | 0 | 0 | 0 | 0 | 0 | 0 | 0 | 0 | 0 | 0 | 0 | 0 | 0 | 0 | 0 | 0 | 0 | 0 | 0 |  | 0 |  | No | 45 | 11169.9 | 0 | 2659.5 | 0 | 2659.5 | 0 | 0 | 44.8252 | 39.178 | 739119.0598 | 94.2725 | 44.9933 | 1578122.0773 | 2317241.1371 | 11169.9 | 0 | 2659.5 | 0 | 2659.5 | 0 | 0 | 0 | 0 | 0 | 0 | 205783.4327 | 3.9163 | 0 | 0 | 0 | 205783.4327 | 816641.1769 | 6070.3418 | 0 | 822711.5187 | 26035.9731 | 0.5226 | 0 | 9547.0731 | 4.4266 | 42261.25 |  |  |  |  | 3592.9845 | 855.4725 | 855.4725 |  | 2874.3876 | 684.378 | 684.378 |  | 8007.2226 | 0 | 8007.2226 | 464644.6707 | 0 | 58.0282 | 464644.6707 | 464644.6707 | 0 | 0 | 0 | 464644.6707 | 0 | 0 | 2021Q3 | 610869.4099 | 4.1238 | 2519130.1418 | 0 | #DIV/0! | 18729.8939 | 4.8798 | 3.8409
2021Q3 | 2021 | 2021-08-01 | 2021 | 8 |  | 2021-08-01 | 2021-08-31 | 7.15% | 0.21673 |  |  | 0 | 0 | 0 | 0 | 0 | 0 | 0 | 0 | 0 | 0 | 0 | 0 | 0% | 0% | 0% | 0% | 0% | 0% | 0% | 0% | 0% | 0% | 0% | 0% | 0% | 0% | 0% | 0% | 0% | 0% | 0% | 0% | 0% | 0% | 0% | 0% | 0 | 22 | 4 | 5 | 0 | 31 | 1.5% | 15602.4 | 2836.8 | 3546 |  | 1 | 1 | 1 | 1 | 3120.48 | 567.36 | 709.2 |  | 1 | 1 | 1 | 1 | 21985.2 | 21985.2 | 4397.04 | 4397.04 | 21.629 | 0 | 0 | 0 | 0 | 0 | 0 | 0 | 0 | 0 | 0 | 0 | 0 | 0 | 0 | 0 | 0 | 0 | 0 | 0% | 0% | 0% | 0% | 0% | 0% | 0% | 0% | 7802.1053 | 0 | 0 | 0 | 0 | 0 | 0 | 0% | 0 | 0 | 0 | 0 | 0 | 0 | 0% | 0% | 0% | 0% | 0% | 0% | 0 | 0 | 0 | 0 | 0 | 0 | 0 | 0 | 0 | 0 | 0 | 0 | 0 | 0 | 0 | 0 | 0 | 0 | 0 | 0 | 0 | 0 | 0 | 0 | 0 | 0 | 0 | 0 | 0 | 0 |  | 0 |  | No | 45 | 11701.8 | 0 | 2127.6 | 0 | 2659.5 | 0 | 0 | 44.8252 | 39.178 | 739119.0598 | 94.2725 | 44.9933 | 1578122.0773 | 2317241.1371 | 11701.8 | 0 | 2127.6 | 0 | 2659.5 | 0 | 0 | 0 | 0 | 0 | 0 | 205837.014 | 4.0641 | 0 | 0 | 0 | 205837.014 | 847273.9785 | 6299.4127 | 0 | 853573.3912 | 26035.9731 | 0.52274 | 0 | 9547.0731 | 4.4266 | 42261.25 |  |  |  |  | 3764.079 | 684.378 | 855.4725 |  | 3011.2632 | 547.5024 | 684.378 |  | 8691.6006 | 0 | 8691.6006 | 611727.3921 | 0 | 70.3814 | 611727.3921 | 611727.3921 | 0 | 0 | 0 | 611727.3921 | 0 | 0 | 2021Q4 | 706871.3383 | 4.67 | 3301080.1597 | 0 | #DIV/0! | 21242.1275 | 5.4592 | 4.1572
2021Q3 | 2021 | 2021-09-01 | 2021 | 9 | 2021-09-06 | 2021-09-01 | 2021-09-30 | 7.15% | 0.21549 |  |  | 0 | 0 | 0 | 0 | 0 | 0 | 0 | 0 | 0 | 0 | 0 | 0 | 0% | 0% | 0% | 0% | 0% | 0% | 0% | 0% | 0% | 0% | 0% | 0% | 0% | 0% | 0% | 0% | 0% | 0% | 0% | 0% | 0% | 0% | 0% | 0% | 0 | 21 | 4 | 4 | 1 | 30 | 1.5% | 14893.2 | 2836.8 | 3546 |  | 1 | 1 | 1 | 1 | 2978.64 | 567.36 | 709.2 |  | 1 | 1 | 1 | 1 | 21276 | 21276 | 4255.2 | 4255.2 | 21.7139 | 0 | 0 | 0 | 0 | 0 | 0 | 0 | 0 | 0 | 0 | 0 | 0 | 0 | 0 | 0 | 0 | 0 | 0 | 0% | 0% | 0% | 0% | 0% | 0% | 0% | 0% | 7804.1362 | 0 | 0 | 0 | 0 | 0 | 0 | 0% | 0 | 0 | 0 | 0 | 0 | 0 | 0% | 0% | 0% | 0% | 0% | 0% | 0 | 0 | 0 | 0 | 0 | 0 | 0 | 0 | 0 | 0 | 0 | 0 | 0 | 0 | 0 | 0 | 0 | 0 | 0 | 0 | 0 | 0 | 0 | 0 | 0 | 0 | 0 | 0 | 0 | 0 |  | 0 |  | No | 45 | 11169.9 | 0 | 2127.6 | 0 | 2659.5 | 0 | 0 | 44.8252 | 39.178 | 715276.5095 | 94.2725 | 44.9933 | 1527214.9135 | 2242491.423 | 11169.9 | 0 | 2127.6 | 0 | 2659.5 | 0 | 0 | 0 | 0 | 0 | 0 | 199248.9632 | 4.2401 | 0 | 0 | 0 | 199248.9632 | 855214.9864 | 6360.1394 | 0 | 861575.1258 | 25196.103 | 0.52288 | 0 | 9239.103 | 4.4266 | 40897.9839 |  |  |  |  | 3592.9845 | 684.378 | 855.4725 |  | 2874.3876 | 547.5024 | 684.378 |  | 7014.8745 | 0 | 7014.8745 | 456010.1238 | 0 | 65.0062 | 456010.1238 | 456010.1238 | 0 | 0 | 0 | 456010.1238 | 0 | 0
2021Q4 | 2021 | 2021-10-01 | 2021 | 10 |  | 2021-10-01 | 2021-10-31 | 7.15% | 0.2142 |  |  | 0 | 0 | 0 | 0 | 0 | 0 | 0 | 0 | 0 | 0 | 0 | 0 | 0% | 0% | 0% | 0% | 0% | 0% | 0% | 0% | 0% | 0% | 0% | 0% | 0% | 0% | 0% | 0% | 0% | 0% | 0% | 0% | 0% | 0% | 0% | 0% | 0 | 21 | 5 | 5 | 0 | 31 | 1.5% | 14893.2 | 3546 | 3546 |  | 1 | 1 | 1 | 1 | 2978.64 | 709.2 | 709.2 |  | 1 | 1 | 1 | 1 | 21985.2 | 21985.2 | 4397.04 | 4397.04 | 21.796 | 0 | 0 | 0 | 0 | 0 | 0 | 0 | 0 | 0 | 0 | 0 | 0 | 0 | 0 | 0 | 0 | 0 | 0 | 0% | 0% | 0% | 0% | 0% | 0% | 0% | 0% | 7806.1672 | 0 | 0 | 0 | 0 | 0 | 0 | 0% | 0 | 0 | 0 | 0 | 0 | 0 | 0% | 0% | 0% | 0% | 0% | 0% | 0 | 0 | 0 | 0 | 0 | 0 | 0 | 0 | 0 | 0 | 0 | 0 | 0 | 0 | 0 | 0 | 0 | 0 | 0 | 0 | 0 | 0 | 0 | 0 | 0 | 0 | 0 | 0 | 0 | 0 |  | 0 |  | No | 45 | 9308.25 | 2792.475 | 2216.25 | 664.875 | 2216.25 | 664.875 | 0 | 44.8252 | 39.178 | 800712.3148 | 94.2725 | 44.9933 | 815953.9195 | 1616666.2342 | 9308.25 | 2792.475 | 2216.25 | 664.875 | 2216.25 | 664.875 | 0 | 0 | 0 | 0 | 0 | 238122.9541 | 4.4285 | 0 | 0 | 0 | 238122.9541 | 1066938.5095 | 6864.2063 | 0 | 1073802.7158 | 30062.0129 | 0.52301 | 0 | 12199.0379 | 4.4266 | 54000.4861 |  |  |  |  | 5389.4768 | 1283.2088 | 1283.2088 |  | 2874.3876 | 684.378 | 684.378 |  | 8263.8643 | 0 | 8263.8643 | 492034.0596 | 0 | 59.5404 | 492034.0596 | 492034.0596 | 0 | 0 | 0 | 492034.0596 | 0 | 0
2021Q4 | 2021 | 2021-11-01 | 2021 | 11 | 2021-11-25 | 2021-11-01 | 2021-11-30 | 7.15% | 0.21297 |  |  | 0 | 0 | 0 | 0 | 0 | 0 | 0 | 0 | 0 | 0 | 0 | 0 | 0% | 0% | 0% | 0% | 0% | 0% | 0% | 0% | 0% | 0% | 0% | 0% | 0% | 0% | 0% | 0% | 0% | 0% | 0% | 0% | 0% | 0% | 0% | 0% | 0 | 21 | 4 | 4 | 1 | 30 | 1.5% | 14893.2 | 2836.8 | 3546 |  | 1 | 1 | 1 | 1 | 2978.64 | 567.36 | 709.2 |  | 1 | 1 | 1 | 1 | 21276 | 21276 | 4255.2 | 4255.2 | 21.8809 | 0 | 0 | 0 | 0 | 0 | 0 | 0 | 0 | 0 | 0 | 0 | 0 | 0 | 0 | 0 | 0 | 0 | 0 | 0% | 0% | 0% | 0% | 0% | 0% | 0% | 0% | 7808.1982 | 0 | 0 | 0 | 0 | 0 | 0 | 0% | 0 | 0 | 0 | 0 | 0 | 0 | 0% | 0% | 0% | 0% | 0% | 0% | 0 | 0 | 0 | 0 | 0 | 0 | 0 | 0 | 0 | 0 | 0 | 0 | 0 | 0 | 0 | 0 | 0 | 0 | 0 | 0 | 0 | 0 | 0 | 0 | 0 | 0 | 0 | 0 | 0 | 0 |  | 0 |  | No | 45 | 9308.25 | 2792.475 | 1773 | 531.9 | 2216.25 | 664.875 | 0 | 44.8252 | 39.178 | 774882.8853 | 94.2725 | 44.9933 | 789632.8253 | 1564515.7106 | 9308.25 | 2792.475 | 1773 | 531.9 | 2216.25 | 664.875 | 0 | 0 | 0 | 0 | 0 | 230501.5234 | 4.6143 | 0 | 0 | 0 | 230501.5234 | 1075618.8288 | 6921.4924 | 0 | 1082540.3212 | 29092.2705 | 0.52315 | 0 | 11805.5205 | 4.4266 | 52258.535 |  |  |  |  | 5389.4768 | 1026.567 | 1283.2088 |  | 2874.3876 | 547.5024 | 684.378 |  | 8263.8643 | 0 | 8263.8643 | 500729.517 | 0 | 60.5927 | 500729.517 | 500729.517 | 0 | 0 | 0 | 500729.517 | 0 | 0
2021Q4 | 2021 | 2021-12-01 | 2021 | 12 | 2021-12-25 | 2021-12-01 | 2021-12-31 | 7.15% | 0.21171 |  |  | 0 | 0 | 0 | 0 | 0 | 0 | 0 | 0 | 0 | 0 | 0 | 0 | 0% | 0% | 0% | 0% | 0% | 0% | 0% | 0% | 0% | 0% | 0% | 0% | 0% | 0% | 0% | 0% | 0% | 0% | 0% | 0% | 0% | 0% | 0% | 0% | 0 | 23 | 3 | 4 | 1 | 31 | 1.5% | 16311.6 | 2127.6 | 3546 |  | 1 | 1 | 1 | 1 | 3262.32 | 425.52 | 709.2 |  | 1 | 1 | 1 | 1 | 21985.2 | 21985.2 | 4397.04 | 4397.04 | 21.963 | 0 | 0 | 0 | 0 | 0 | 0 | 0 | 0 | 0 | 0 | 0 | 0 | 0 | 0 | 0 | 0 | 0 | 0 | 0% | 0% | 0% | 0% | 0% | 0% | 0% | 0% | 7810.2291 | 0 | 0 | 0 | 0 | 0 | 0 | 0% | 0 | 0 | 0 | 0 | 0 | 0 | 0% | 0% | 0% | 0% | 0% | 0% | 0 | 0 | 0 | 0 | 0 | 0 | 0 | 0 | 0 | 0 | 0 | 0 | 0 | 0 | 0 | 0 | 0 | 0 | 0 | 0 | 0 | 0 | 0 | 0 | 0 | 0 | 0 | 0 | 0 | 0 |  | 0 |  | No | 45 | 10194.75 | 3058.425 | 1329.75 | 398.925 | 2216.25 | 664.875 | 0 | 44.8252 | 39.178 | 800712.3148 | 94.2725 | 44.9933 | 815953.9195 | 1616666.2342 | 10194.75 | 3058.425 | 1329.75 | 398.925 | 2216.25 | 664.875 | 0 | 0 | 0 | 0 | 0 | 238246.8608 | 4.8106 | 0 | 0 | 0 | 238246.8608 | 1158522.8214 | 7456.4288 | 0 | 1165979.2502 | 30062.0128 | 0.52329 | 0 | 12199.0379 | 4.4266 | 54000.4861 |  |  |  |  | 5902.7603 | 769.9252 | 1283.2088 |  | 3148.1388 | 410.6268 | 684.378 |  | 9050.899 | 0 | 9050.899 | 566880.4993 | 0 | 62.6325 | 566880.4993 | 566880.4993 | 0 | 0 | 0 | 566880.4993 | 0 | 0
2022Q1 | 2022 | 2022-01-01 | 2022 | 1 | 2022-01-01 | 2022-01-01 | 2022-01-31 | 7.15% | 0.21045 |  |  | 0 | 0 | 0 | 0 | 0 | 0 | 0 | 0 | 0 | 0 | 0 | 0 | 0% | 0% | 0% | 0% | 0% | 0% | 0% | 0% | 0% | 0% | 0% | 0% | 0% | 0% | 0% | 0% | 0% | 0% | 0% | 0% | 0% | 0% | 0% | 0% | 0 | 21 | 4 | 5 | 1 | 31 | 1.5% | 14893.2 | 2836.8 | 4255.2 |  | 1 | 1 | 1 | 1 | 2978.64 | 567.36 | 851.04 |  | 1 | 1 | 1 | 1 | 21985.2 | 21985.2 | 4397.04 | 4397.04 | 22.0479 | 0 | 0 | 0 | 0 | 0 | 0 | 0 | 0 | 0 | 0 | 0 | 0 | 0 | 0 | 0 | 0 | 0 | 0 | 0% | 0% | 0% | 0% | 0% | 0% | 0% | 0% | 7812.2601 | 0 | 0 | 0 | 0 | 0 | 0 | 0% | 0 | 0 | 0 | 0 | 0 | 0 | 0% | 0% | 0% | 0% | 0% | 0% | 0 | 0 | 0 | 0 | 0 | 0 | 0 | 0 | 0 | 0 | 0 | 0 | 0 | 0 | 0 | 0 | 0 | 0 | 0 | 0 | 0 | 0 | 0 | 0 | 0 | 0 | 0 | 0 | 0 | 0 |  | 0 |  | No | 45 | 9308.25 | 2792.475 | 1773 | 531.9 | 2659.5 | 797.85 | 0 | 44.8252 | 39.178 | 800712.3148 | 94.2725 | 44.9933 | 815953.9195 | 1616666.2342 | 9308.25 | 2792.475 | 1773 | 531.9 | 2659.5 | 797.85 | 0 | 0 | 0 | 0 | 0 | 139550.2065 | 4.851 | 0 | 0 | 0 | 139550.2065 | 684228.6175 | 7519.05 | 0 | 691747.6675 | 17862.975 | 0.52342 | 0 | 0 | 4.5594 | 0 |  |  |  |  | 0 | 0 | 0 |  | 0 | 0 | 0 |  | 0 | 0 | 0 | 0 | 0 | 0 | 0 | 0 | 0 | 0 | 0 | 0 | 0 | 0
2022Q1 | 2022 | 2022-02-01 | 2022 | 2 |  | 2022-02-01 | 2022-02-28 | 7.15% | 0.20932 |  |  | 0 | 0 | 0 | 0 | 0 | 0 | 0 | 0 | 0 | 0 | 0 | 0 | 0% | 0% | 0% | 0% | 0% | 0% | 0% | 0% | 0% | 0% | 0% | 0% | 0% | 0% | 0% | 0% | 0% | 0% | 0% | 0% | 0% | 0% | 0% | 0% | 0 | 20 | 4 | 4 | 0 | 28 | 1.5% | 14184 | 2836.8 | 2836.8 |  | 1 | 1 | 1 | 1 | 2836.8 | 567.36 | 567.36 |  | 1 | 1 | 1 | 1 | 19857.6 | 19857.6 | 3971.52 | 3971.52 | 22.1328 | 0 | 0 | 0 | 0 | 0 | 0 | 0 | 0 | 0 | 0 | 0 | 0 | 0 | 0 | 0 | 0 | 0 | 0 | 0% | 0% | 0% | 0% | 0% | 0% | 0% | 0% | 7814.291 | 0 | 0 | 0 | 0 | 0 | 0 | 0% | 0 | 0 | 0 | 0 | 0 | 0 | 0% | 0% | 0% | 0% | 0% | 0% | 0 | 0 | 0 | 0 | 0 | 0 | 0 | 0 | 0 | 0 | 0 | 0 | 0 | 0 | 0 | 0 | 0 | 0 | 0 | 0 | 0 | 0 | 0 | 0 | 0 | 0 | 0 | 0 | 0 | 0 |  | 0 |  | No | 45 | 8865 | 2659.5 | 1773 | 531.9 | 1773 | 531.9 | 0 | 44.8252 | 39.178 | 723224.0262 | 94.2725 | 44.9933 | 736990.6369 | 1460214.6632 | 8865 | 2659.5 | 1773 | 531.9 | 1773 | 531.9 | 0 | 0 | 0 | 0 | 0 | 126078.1159 | 4.8 | 0 | 0 | 0 | 126078.1159 | 611743.6263 | 6720 | 0 | 618463.6263 | 16134.3 | 0.52356 | 0 | 0 | 4.5594 | 0 |  |  |  |  | 0 | 0 | 0 |  | 0 | 0 | 0 |  | 0 | 0 | 0 | 0 | 0 | 0 | 0 | 0 | 0 | 0 | 0 | 0 | 0 | 0
2022Q1 | 2022 | 2022-03-01 | 2022 | 3 |  | 2022-03-01 | 2022-03-31 | 7.15% | 0.20807 |  |  | 0 | 0 | 0 | 0 | 0 | 0 | 0 | 0 | 0 | 0 | 0 | 0 | 0% | 0% | 0% | 0% | 0% | 0% | 0% | 0% | 0% | 0% | 0% | 0% | 0% | 0% | 0% | 0% | 0% | 0% | 0% | 0% | 0% | 0% | 0% | 0% | 0 | 23 | 4 | 4 | 0 | 31 | 1.5% | 16311.6 | 2836.8 | 2836.8 |  | 1 | 1 | 1 | 1 | 3262.32 | 567.36 | 567.36 |  | 1 | 1 | 1 | 1 | 21985.2 | 21985.2 | 4397.04 | 4397.04 | 22.2094 | 0 | 0 | 0 | 0 | 0 | 0 | 0 | 0 | 0 | 0 | 0 | 0 | 0 | 0 | 0 | 0 | 0 | 0 | 0% | 0% | 0% | 0% | 0% | 0% | 0% | 0% | 7816.322 | 0 | 0 | 0 | 0 | 0 | 0 | 0% | 0 | 0 | 0 | 0 | 0 | 0 | 0% | 0% | 0% | 0% | 0% | 0% | 0 | 0 | 0 | 0 | 0 | 0 | 0 | 0 | 0 | 0 | 0 | 0 | 0 | 0 | 0 | 0 | 0 | 0 | 0 | 0 | 0 | 0 | 0 | 0 | 0 | 0 | 0 | 0 | 0 | 0 |  | 0 |  | No | 45 | 10194.75 | 3058.425 | 1773 | 531.9 | 1773 | 531.9 | 0 | 44.8252 | 39.178 | 800712.3148 | 94.2725 | 44.9933 | 815953.9195 | 1616666.2342 | 10194.75 | 3058.425 | 1773 | 531.9 | 1773 | 531.9 | 0 | 0 | 0 | 0 | 0 | 139622.7645 | 4.699 | 0 | 0 | 0 | 139622.7645 | 663361.7163 | 7283.45 | 0 | 670645.1663 | 17862.975 | 0.52369 | 0 | 0 | 4.5594 | 0 |  |  |  |  | 0 | 0 | 0 |  | 0 | 0 | 0 |  | 0 | 0 | 0 | 0 | 0 | 0 | 0 | 0 | 0 | 0 | 0 | 0 | 0 | 0
2022Q2 | 2022 | 2022-04-01 | 2022 | 4 |  | 2022-04-01 | 2022-04-30 | 7.15% | 0.20688 |  |  | 0 | 0 | 0 | 0 | 0 | 0 | 0 | 0 | 0 | 0 | 0 | 0 | 0% | 0% | 0% | 0% | 0% | 0% | 0% | 0% | 0% | 0% | 0% | 0% | 0% | 0% | 0% | 0% | 0% | 0% | 0% | 0% | 0% | 0% | 0% | 0% | 0 | 21 | 5 | 4 | 0 | 30 | 1.5% | 14893.2 | 3546 | 2836.8 |  | 1 | 1 | 1 | 1 | 2978.64 | 709.2 | 567.36 |  | 1 | 1 | 1 | 1 | 21276 | 21276 | 4255.2 | 4255.2 | 22.2943 | 0 | 0 | 0 | 0 | 0 | 0 | 0 | 0 | 0 | 0 | 0 | 0 | 0 | 0 | 0 | 0 | 0 | 0 | 0% | 0% | 0% | 0% | 0% | 0% | 0% | 0% | 7818.353 | 0 | 0 | 0 | 0 | 0 | 0 | 0% | 0 | 0 | 0 | 0 | 0 | 0 | 0% | 0% | 0% | 0% | 0% | 0% | 0 | 0 | 0 | 0 | 0 | 0 | 0 | 0 | 0 | 0 | 0 | 0 | 0 | 0 | 0 | 0 | 0 | 0 | 0 | 0 | 0 | 0 | 0 | 0 | 0 | 0 | 0 | 0 | 0 | 0 |  | 0 |  | No | 45 | 9308.25 | 2792.475 | 2216.25 | 664.875 | 1773 | 531.9 | 0 | 44.8252 | 39.178 | 774882.8853 | 94.2725 | 44.9933 | 789632.8253 | 1564515.7106 | 9308.25 | 2792.475 | 2216.25 | 664.875 | 1773 | 531.9 | 0 | 0 | 0 | 0 | 0 | 135153.913 | 4.601 | 0 | 0 | 0 | 135153.913 | 628884.6727 | 6901.5 | 0 | 635786.1727 | 17286.75 | 0.52383 | 0 | 0 | 4.5594 | 0 |  |  |  |  | 0 | 0 | 0 |  | 0 | 0 | 0 |  | 0 | 0 | 0 | 0 | 0 | 0 | 0 | 0 | 0 | 0 | 0 | 0 | 0 | 0
2022Q2 | 2022 | 2022-05-01 | 2022 | 5 | 2022-05-30 | 2022-05-01 | 2022-05-31 | 7.15% | 0.20565 |  |  | 0 | 0 | 0 | 0 | 0 | 0 | 0 | 0 | 0 | 0 | 0 | 0 | 0% | 0% | 0% | 0% | 0% | 0% | 0% | 0% | 0% | 0% | 0% | 0% | 0% | 0% | 0% | 0% | 0% | 0% | 0% | 0% | 0% | 0% | 0% | 0% | 0 | 21 | 4 | 5 | 1 | 31 | 1.5% | 14893.2 | 2836.8 | 4255.2 |  | 1 | 1 | 1 | 1 | 2978.64 | 567.36 | 851.04 |  | 1 | 1 | 1 | 1 | 21985.2 | 21985.2 | 4397.04 | 4397.04 | 22.3765 | 0 | 0 | 0 | 0 | 0 | 0 | 0 | 0 | 0 | 0 | 0 | 0 | 0 | 0 | 0 | 0 | 0 | 0 | 0% | 0% | 0% | 0% | 0% | 0% | 0% | 0% | 7820.3839 | 0 | 0 | 0 | 0 | 0 | 0 | 0% | 0 | 0 | 0 | 0 | 0 | 0 | 0% | 0% | 0% | 0% | 0% | 0% | 0 | 0 | 0 | 0 | 0 | 0 | 0 | 0 | 0 | 0 | 0 | 0 | 0 | 0 | 0 | 0 | 0 | 0 | 0 | 0 | 0 | 0 | 0 | 0 | 0 | 0 | 0 | 0 | 0 | 0 |  | 0 |  | No | 45 | 11169.9 | 0 | 2127.6 | 0 | 3191.4 | 0 | 0 | 45.9011 | 40.1182 | 756857.9172 | 96.5351 | 46.0732 | 1615997.0071 | 2372854.9244 | 11169.9 | 0 | 2127.6 | 0 | 3191.4 | 0 | 0 | 0 | 0 | 0 | 0 | 128949.5284 | 4.592 | 0 | 0 | 0 | 128949.5284 | 598854.5049 | 7117.6 | 0 | 605972.1049 | 16488.9 | 0.52397 | 0 | 0 | 4.5594 | 0 |  |  |  |  | 0 | 0 | 0 |  | 0 | 0 | 0 |  | 0 | 0 | 0 | 0 | 0 | 0 | 0 | 0 | 0 | 0 | 0 | 0 | 0 | 0
2022Q2 | 2022 | 2022-06-01 | 2022 | 6 |  | 2022-06-01 | 2022-06-30 | 7.15% | 0.20446 |  |  | 0 | 0 | 0 | 0 | 0 | 0 | 0 | 0 | 0 | 0 | 0 | 0 | 0% | 0% | 0% | 0% | 0% | 0% | 0% | 0% | 0% | 0% | 0% | 0% | 0% | 0% | 0% | 0% | 0% | 0% | 0% | 0% | 0% | 0% | 0% | 0% | 0 | 22 | 4 | 4 | 0 | 30 | 1.5% | 15602.4 | 2836.8 | 2836.8 |  | 1 | 1 | 1 | 1 | 3120.48 | 567.36 | 567.36 |  | 1 | 1 | 1 | 1 | 21276 | 21276 | 4255.2 | 4255.2 | 22.4613 | 0 | 0 | 0 | 0 | 0 | 0 | 0 | 0 | 0 | 0 | 0 | 0 | 0 | 0 | 0 | 0 | 0 | 0 | 0% | 0% | 0% | 0% | 0% | 0% | 0% | 0% | 7822.4149 | 0 | 0 | 0 | 0 | 0 | 0 | 0% | 0 | 0 | 0 | 0 | 0 | 0 | 0% | 0% | 0% | 0% | 0% | 0% | 0 | 0 | 0 | 0 | 0 | 0 | 0 | 0 | 0 | 0 | 0 | 0 | 0 | 0 | 0 | 0 | 0 | 0 | 0 | 0 | 0 | 0 | 0 | 0 | 0 | 0 | 0 | 0 | 0 | 0 |  | 0 |  | No | 45 | 11701.8 | 0 | 2127.6 | 0 | 2127.6 | 0 | 0 | 45.9011 | 40.1182 | 732443.1457 | 96.5351 | 46.0732 | 1563868.0714 | 2296311.2171 | 11701.8 | 0 | 2127.6 | 0 | 2127.6 | 0 | 0 | 0 | 0 | 0 | 0 | 124822.2742 | 4.591 | 0 | 0 | 0 | 124822.2742 | 579562.3015 | 6886.5 | 0 | 586448.8015 | 15957 | 0.5241 | 0 | 0 | 4.5594 | 0 |  |  |  |  | 0 | 0 | 0 |  | 0 | 0 | 0 |  | 0 | 0 | 0 | 0 | 0 | 0 | 0 | 0 | 0 | 0 | 0 | 0 | 0 | 0
2022Q3 | 2022 | 2022-07-01 | 2022 | 7 | 2022-07-04 | 2022-07-01 | 2022-07-31 | 7.15% | 0.20325 |  |  | 0 | 0 | 0 | 0 | 0 | 0 | 0 | 0 | 0 | 0 | 0 | 0 | 0% | 0% | 0% | 0% | 0% | 0% | 0% | 0% | 0% | 0% | 0% | 0% | 0% | 0% | 0% | 0% | 0% | 0% | 0% | 0% | 0% | 0% | 0% | 0% | 0 | 20 | 5 | 5 | 1 | 31 | 1.5% | 14184 | 3546 | 4255.2 |  | 1 | 1 | 1 | 1 | 2836.8 | 709.2 | 851.04 |  | 1 | 1 | 1 | 1 | 21985.2 | 21985.2 | 4397.04 | 4397.04 | 22.5435 | 0 | 0 | 0 | 0 | 0 | 0 | 0 | 0 | 0 | 0 | 0 | 0 | 0 | 0 | 0 | 0 | 0 | 0 | 0% | 0% | 0% | 0% | 0% | 0% | 0% | 0% | 7824.4458 | 0 | 0 | 0 | 0 | 0 | 0 | 0% | 0 | 0 | 0 | 0 | 0 | 0 | 0% | 0% | 0% | 0% | 0% | 0% | 0 | 0 | 0 | 0 | 0 | 0 | 0 | 0 | 0 | 0 | 0 | 0 | 0 | 0 | 0 | 0 | 0 | 0 | 0 | 0 | 0 | 0 | 0 | 0 | 0 | 0 | 0 | 0 | 0 | 0 |  | 0 |  | No | 45 | 10638 | 0 | 2659.5 | 0 | 3191.4 | 0 | 0 | 45.9011 | 40.1182 | 756857.9172 | 96.5351 | 46.0732 | 1615997.0071 | 2372854.9244 | 10638 | 0 | 2659.5 | 0 | 3191.4 | 0 | 0 | 0 | 0 | 0 | 0 | 129016.505 | 4.656 | 0 | 0 | 0 | 129016.505 | 607422.6072 | 7216.8 | 0 | 614639.4072 | 16488.9 | 0.52424 | 0 | 0 | 4.5594 | 0 |  |  |  |  | 0 | 0 | 0 |  | 0 | 0 | 0 |  | 684.378 | 0 | 684.378 | 36238.0419 | 0 | 52.9503 | 36238.0419 | 36238.0419 | 0 | 0 | 0 | 36238.0419 | 0 | 0
2022Q3 | 2022 | 2022-08-01 | 2022 | 8 |  | 2022-08-01 | 2022-08-31 | 7.15% | 0.20204 |  |  | 0 | 0 | 0 | 0 | 0 | 0 | 0 | 0 | 0 | 0 | 0 | 0 | 0% | 0% | 0% | 0% | 0% | 0% | 0% | 0% | 0% | 0% | 0% | 0% | 0% | 0% | 0% | 0% | 0% | 0% | 0% | 0% | 0% | 0% | 0% | 0% | 0 | 23 | 4 | 4 | 0 | 31 | 1.5% | 16311.6 | 2836.8 | 2836.8 |  | 1 | 1 | 1 | 1 | 3262.32 | 567.36 | 567.36 |  | 1 | 1 | 1 | 1 | 21985.2 | 21985.2 | 4397.04 | 4397.04 | 22.6283 | 0 | 0 | 0 | 0 | 0 | 0 | 0 | 0 | 0 | 0 | 0 | 0 | 0 | 0 | 0 | 0 | 0 | 0 | 0% | 0% | 0% | 0% | 0% | 0% | 0% | 0% | 7826.4768 | 0 | 0 | 0 | 0 | 0 | 0 | 0% | 0 | 0 | 0 | 0 | 0 | 0 | 0% | 0% | 0% | 0% | 0% | 0% | 0 | 0 | 0 | 0 | 0 | 0 | 0 | 0 | 0 | 0 | 0 | 0 | 0 | 0 | 0 | 0 | 0 | 0 | 0 | 0 | 0 | 0 | 0 | 0 | 0 | 0 | 0 | 0 | 0 | 0 |  | 0 |  | No | 45 | 12233.7 | 0 | 2127.6 | 0 | 2127.6 | 0 | 0 | 45.9011 | 40.1182 | 756857.9172 | 96.5351 | 46.0732 | 1615997.0071 | 2372854.9244 | 12233.7 | 0 | 2127.6 | 0 | 2127.6 | 0 | 0 | 0 | 0 | 0 | 0 | 163463.3249 | 4.651 | 0 | 0 | 0 | 163463.3249 | 768784.3631 | 7209.05 | 0 | 775993.4131 | 20732.0436 | 0.52437 | 0 | 4243.1436 | 4.5594 | 19346.2611 |  |  |  |  | 0 | 0 | 0 |  | 3148.1388 | 547.5024 | 547.5024 |  | 4927.5216 | 0 | 4927.5216 | 273601.5781 | 0 | 55.5252 | 273601.5781 | 273601.5781 | 0 | 0 | 0 | 273601.5781 | 0 | 0
2022Q3 | 2022 | 2022-09-01 | 2022 | 9 | 2022-09-05 | 2022-09-01 | 2022-09-30 | 7.15% | 0.20088 |  |  | 0 | 0 | 0 | 0 | 0 | 0 | 0 | 0 | 0 | 0 | 0 | 0 | 0% | 0% | 0% | 0% | 0% | 0% | 0% | 0% | 0% | 0% | 0% | 0% | 0% | 0% | 0% | 0% | 0% | 0% | 0% | 0% | 0% | 0% | 0% | 0% | 0 | 21 | 4 | 4 | 1 | 30 | 1.5% | 14893.2 | 2836.8 | 3546 |  | 1 | 1 | 1 | 1 | 2978.64 | 567.36 | 709.2 |  | 1 | 1 | 1 | 1 | 21276 | 21276 | 4255.2 | 4255.2 | 22.7132 | 0 | 0 | 0 | 0 | 0 | 0 | 0 | 0 | 0 | 0 | 0 | 0 | 0 | 0 | 0 | 0 | 0 | 0 | 0% | 0% | 0% | 0% | 0% | 0% | 0% | 0% | 7828.5078 | 0 | 0 | 0 | 0 | 0 | 0 | 0% | 0 | 0 | 0 | 0 | 0 | 0 | 0% | 0% | 0% | 0% | 0% | 0% | 0 | 0 | 0 | 0 | 0 | 0 | 0 | 0 | 0 | 0 | 0 | 0 | 0 | 0 | 0 | 0 | 0 | 0 | 0 | 0 | 0 | 0 | 0 | 0 | 0 | 0 | 0 | 0 | 0 | 0 |  | 0 |  | No | 45 | 11169.9 | 0 | 2127.6 | 0 | 2659.5 | 0 | 0 | 45.9011 | 40.1182 | 732443.1457 | 96.5351 | 46.0732 | 1563868.0714 | 2296311.2171 | 11169.9 | 0 | 2127.6 | 0 | 2659.5 | 0 | 0 | 0 | 0 | 0 | 0 | 199871.1973 | 4.622 | 0 | 0 | 0 | 199871.1973 | 934217.9634 | 6933 | 0 | 941150.9634 | 25196.103 | 0.52451 | 0 | 9239.103 | 4.5594 | 42124.9234 |  |  |  |  | 3592.9845 | 684.378 | 855.4725 |  | 2874.3876 | 547.5024 | 684.378 |  | 7014.8745 | 0 | 7014.8745 | 451572.6924 | 0 | 64.3736 | 451572.6924 | 451572.6924 | 0 | 0 | 0 | 451572.6924 | 0 | 0
2022Q4 | 2022 | 2022-10-01 | 2022 | 10 |  | 2022-10-01 | 2022-10-31 | 7.15% | 0.19968 |  |  | 0 | 0 | 0 | 0 | 0 | 0 | 0 | 0 | 0 | 0 | 0 | 0 | 0% | 0% | 0% | 0% | 0% | 0% | 0% | 0% | 0% | 0% | 0% | 0% | 0% | 0% | 0% | 0% | 0% | 0% | 0% | 0% | 0% | 0% | 0% | 0% | 0 | 21 | 5 | 5 | 0 | 31 | 1.5% | 14893.2 | 3546 | 3546 |  | 1 | 1 | 1 | 1 | 2978.64 | 709.2 | 709.2 |  | 1 | 1 | 1 | 1 | 21985.2 | 21985.2 | 4397.04 | 4397.04 | 22.7953 | 0 | 0 | 0 | 0 | 0 | 0 | 0 | 0 | 0 | 0 | 0 | 0 | 0 | 0 | 0 | 0 | 0 | 0 | 0% | 0% | 0% | 0% | 0% | 0% | 0% | 0% | 7830.5387 | 0 | 0 | 0 | 0 | 0 | 0 | 0% | 0 | 0 | 0 | 0 | 0 | 0 | 0% | 0% | 0% | 0% | 0% | 0% | 0 | 0 | 0 | 0 | 0 | 0 | 0 | 0 | 0 | 0 | 0 | 0 | 0 | 0 | 0 | 0 | 0 | 0 | 0 | 0 | 0 | 0 | 0 | 0 | 0 | 0 | 0 | 0 | 0 | 0 |  | 0 |  | No | 45 | 9308.25 | 2792.475 | 2216.25 | 664.875 | 2216.25 | 664.875 | 0 | 45.9011 | 40.1182 | 819929.4103 | 96.5351 | 46.0732 | 835536.8135 | 1655466.2239 | 9308.25 | 2792.475 | 2216.25 | 664.875 | 2216.25 | 664.875 | 0 | 0 | 0 | 0 | 0 | 238866.3943 | 4.621 | 0 | 0 | 0 | 238866.3943 | 1116246.5473 | 7162.55 | 0 | 1123409.0973 | 30062.0129 | 0.52465 | 0 | 12199.0379 | 4.5594 | 55620.5007 |  |  |  |  | 5389.4768 | 1283.2088 | 1283.2088 |  | 2874.3876 | 684.378 | 684.378 |  | 8263.8643 | 0 | 8263.8643 | 412785.1772 | 0 | 49.9506 | 412785.1772 | 412785.1772 | 0 | 0 | 0 | 412785.1772 | 0 | 0
2022Q4 | 2022 | 2022-11-01 | 2022 | 11 | 2022-11-24 | 2022-11-01 | 2022-11-30 | 7.15% | 0.19853 |  |  | 0 | 0 | 0 | 0 | 0 | 0 | 0 | 0 | 0 | 0 | 0 | 0 | 0% | 0% | 0% | 0% | 0% | 0% | 0% | 0% | 0% | 0% | 0% | 0% | 0% | 0% | 0% | 0% | 0% | 0% | 0% | 0% | 0% | 0% | 0% | 0% | 0 | 21 | 4 | 4 | 1 | 30 | 1.5% | 14893.2 | 2836.8 | 3546 |  | 1 | 1 | 1 | 1 | 2978.64 | 567.36 | 709.2 |  | 1 | 1 | 1 | 1 | 21276 | 21276 | 4255.2 | 4255.2 | 22.8802 | 0 | 0 | 0 | 0 | 0 | 0 | 0 | 0 | 0 | 0 | 0 | 0 | 0 | 0 | 0 | 0 | 0 | 0 | 0% | 0% | 0% | 0% | 0% | 0% | 0% | 0% | 7832.5697 | 0 | 0 | 0 | 0 | 0 | 0 | 0% | 0 | 0 | 0 | 0 | 0 | 0 | 0% | 0% | 0% | 0% | 0% | 0% | 0 | 0 | 0 | 0 | 0 | 0 | 0 | 0 | 0 | 0 | 0 | 0 | 0 | 0 | 0 | 0 | 0 | 0 | 0 | 0 | 0 | 0 | 0 | 0 | 0 | 0 | 0 | 0 | 0 | 0 |  | 0 |  | No | 45 | 9308.25 | 2792.475 | 1773 | 531.9 | 2216.25 | 664.875 | 0 | 45.9011 | 40.1182 | 793480.0745 | 96.5351 | 46.0732 | 808584.0131 | 1602064.0876 | 9308.25 | 2792.475 | 1773 | 531.9 | 2216.25 | 664.875 | 0 | 0 | 0 | 0 | 0 | 135399.6739 | 4.638 | 0 | 0 | 0 | 135399.6739 | 635038.0106 | 6957 | 0 | 641995.0106 | 17286.75 | 0.52478 | 0 | 0 | 4.5594 | 0 |  |  |  |  | 0 | 0 | 0 |  | 0 | 0 | 0 |  | 0 | 0 | 0 | 0 | 0 | 0 | 0 | 0 | 0 | 0 | 0 | 0 | 0 | 0
2022Q4 | 2022 | 2022-12-01 | 2022 | 12 | 2022-12-26 | 2022-12-01 | 2022-12-31 | 7.15% | 0.19735 |  |  | 0 | 0 | 0 | 0 | 0 | 0 | 0 | 0 | 0 | 0 | 0 | 0 | 0% | 0% | 0% | 0% | 0% | 0% | 0% | 0% | 0% | 0% | 0% | 0% | 0% | 0% | 0% | 0% | 0% | 0% | 0% | 0% | 0% | 0% | 0% | 0% | 0 | 21 | 5 | 4 | 1 | 31 | 1.5% | 14893.2 | 3546 | 3546 |  | 1 | 1 | 1 | 1 | 2978.64 | 709.2 | 709.2 |  | 1 | 1 | 1 | 1 | 21985.2 | 21985.2 | 4397.04 | 4397.04 | 22.9624 | 0 | 0 | 0 | 0 | 0 | 0 | 0 | 0 | 0 | 0 | 0 | 0 | 0 | 0 | 0 | 0 | 0 | 0 | 0% | 0% | 0% | 0% | 0% | 0% | 0% | 0% | 7834.6006 | 0 | 0 | 0 | 0 | 0 | 0 | 0% | 0 | 0 | 0 | 0 | 0 | 0 | 0% | 0% | 0% | 0% | 0% | 0% | 0 | 0 | 0 | 0 | 0 | 0 | 0 | 0 | 0 | 0 | 0 | 0 | 0 | 0 | 0 | 0 | 0 | 0 | 0 | 0 | 0 | 0 | 0 | 0 | 0 | 0 | 0 | 0 | 0 | 0 |  | 0 |  | No | 45 | 9308.25 | 2792.475 | 2216.25 | 664.875 | 2216.25 | 664.875 | 0 | 45.9011 | 40.1182 | 819929.4103 | 96.5351 | 46.0732 | 835536.8135 | 1655466.2239 | 9308.25 | 2792.475 | 2216.25 | 664.875 | 2216.25 | 664.875 | 0 | 0 | 0 | 0 | 0 | 139949.2754 | 4.69 | 0 | 0 | 0 | 139949.2754 | 663653.4587 | 7269.5 | 0 | 670922.9587 | 17862.975 | 0.52492 | 0 | 0 | 4.5594 | 0 |  |  |  |  | 0 | 0 | 0 |  | 0 | 0 | 0 |  | 0 | 0 | 0 | 0 | 0 | 0 | 0 | 0 | 0 | 0 | 0 | 0 | 0 | 0
|  | 2023-01-01 | 2023 | 1
[121 empty] | Intrinsic Value Formula | 0 | 0 | 0 | 0 | 0 | 0 | 0 | 0 | 0 | 0
[121 empty] | Option Value Formula | 0 | 0 | 0 | 0 | 0 | 0 | 0 | 0 | 0 | 0
Formulas:
Possible = IF([Deal]="","",Holiday(D17,E17))
Delivery = EOMONTH([Delivery, row above],0)+1
Note on BY13: Julie Lim: Division by scalar is a result of dividing the take function by outage: corrects the resultant scalar
Note on DS14: Julie Lim: For floating gas, option value is calculated using the spread option; for fixed gas only the call option on power is priced. For the later scenario, the strike is the cost of fixed priced gas + O&M.
Note on DZ14: Julie Lim: Material only if Supplemental Hourly Dispatch uses a different HR.
Note on EV14: Julie Lim: LV Option value is priced as Monthly Option, but supplemental dispatch is based on hourly intrinsic value because plant HAS to run (even if at a loss) to maintain QF contract.
To Template
Print Op
Print Op
Print Op
Print Op
To Template
To Template

## CURVES
Gas Curves
[12 empty] | Last Date Of Monthly Vol: |  |  | 0
REGION 11 | SP15 |  | 1999-12-14 | [34 empty] | Gas | [5 empty] | Unused |  |  | Nymex Price |  | UP Fuels | Final |  | Addt'l |  |  | Base Gas | Actual Mid
[17 empty] | Monthly Volatilities | [6 empty] | Intra-Month Volatilties | [12 empty] | Month | Price | Price | Price | Volatility |  |  | 7% | Spreads | 7% | Change in | Basis | Fixed | Gas | SoCal | Purchase | NYMEX |  | Excluding | Year-on- | Henwood | Henwood | Rockies
|  | PEAK | [6 empty] | Saturday |  |  | Sunday |  |  | Capacity |  |  | Peak |  |  |  | OffPeak |  |  | Peak |  |  | OffPeak |  | Group | Prudent | [15 empty] | Tenths of 1c |  | Gas | Price | Mid Basis | Price | MID |  | Transport | Year Esc. | SoCal | Opal | MID
[8 empty] | Bid | Mid | Offer | Bid | Mid | Offer | Bid | Mid | Offer | Bid | Mid | Offer |  | Bid | Mid | Offer | Bid | Mid | Offer | Bid | Mid | Offer | Code | Factor |  | Gas Swap Price |  | 2000Q1 | 2000 | 2000-01-01 | 0 | 4.236 | 0 | 100% | 100% | 100% | 0% |  | 0% | 0 |  |  |  | 0 | 4.286 | 4.236 |  | 2.4 |  | 2.6134 | 2.1147 | 0 |  |  |  |  | Inflated
| ($/MWH) | ($/MWH) | ($/MWH) | ($/MWH) | ($/MWH) | ($/MWH) |  | ($/MWH) | ($/MWH) | ($/MWH) | ($/MWH) | ($/MWH) | ($/MWH) | ($/MWH) | ($/MWH) | ($/MWH) | [15 empty] | 10 year gas | 2.68 | 1 | 2000Q1 | 2000 | 2000-02-01 | 0 | 4.236 | 0 | 100% | 100% | 100% | 0% |  | 0% | 0 |  |  |  | 0 | 4.266 | 4.236 |  | 2.4 |  | 2.4162 | 1.9697 | 0 |  |  | SoCal | Opal | SoCal | Opal
Month | [6 empty] | Month | [24 empty] | Basis | -0.28 | 1 | 2000Q1 | 2000 | 2000-03-01 | 0 | 4.236 | 0 | 100% | 100% | 100% | 0% |  | 0% | 0 |  |  |  | 0 | 4.271 | 4.236 |  | 2.4 |  | 2.3445 | 1.8719 | 0 |  | 1999-01-01 | 2.4795 | 1.9566 | 2.5291 | 1.9957
1999-12-15 | 0 | 0 | 0 | 0 | 0 | 0 | 1999-11-01 | 0 | 0 | 0 | 0 | 0 | 0 | 0 | 0 | 0 | 0 | 0 | 0 | 0 | 0 | 0 | 0 | 0 | 0 | 0 | 0 | 0 | 0 | 1 | 0 |  | 2.4 | 1 | 2000Q2 | 2000 | 2000-04-01 | 0 | 4.236 | 0 | 100% | 100% | 100% | 0% |  | 0% | 0 |  |  |  | 0 | 4.311 | 4.236 |  | 2.4 |  | 2.298 | 1.815 | 0 |  | 1999-02-01 | 2.2925 | 1.8224 | 2.3383 | 1.8589
1999-12-16 | 0 | 0 | 0 | 0 | 0 | 0 | 1999-12-01 | 0 | 0 | 0 | 0 | 0 | 0 | 0 | 0 | 0 | 0 | 0 | 0 | 0 | 0 | 0 | 0 | 0 | 0 | 0 | 0 | 0 | 0 | 1 | 0 |  |  | 1 | 2000Q2 | 2000 | 2000-05-01 | 0 | 4.236 | 0 | 100% | 100% | 100% | 0% |  | 0% | 0 |  |  |  | 0 | 4.401 | 4.236 |  | 2.4 |  | 2.2767 | 1.7927 | 0 |  | 1999-03-01 | 2.2244 | 1.732 | 2.2689 | 1.7666
1999-12-17 | 0 | 0 | 0 | 0 | 0 | 0 | 2000-01-01 | 0 | 0 | 0 | 0 | 0 | 0 | 0 | 0 | 0 | 0 | 0 | 0 | 0 | 0 | 0 | 0 | 0 | 0 | 0 | 0 | 0 | 0 | 1 | 0.1 |  |  | 1 | 2000Q2 | 2000 | 2000-06-01 | 0 | 4.406 | 0 | 100% | 100% | 100% | 0% |  | 0% | 0 |  |  |  | 0 | 4.34 | 4.406 |  | 2.4 |  | 2.2806 | 1.7986 | 0 |  | 1999-04-01 | 2.1803 | 1.6793 | 2.2239 | 1.7129
1999-12-18 | 0 | 0 | 0 | 0 | 0 | 0 | 2000-02-01 | 0 | 0 | 0 | 0 | 0 | 0 | 0 | 0 | 0 | 0 | 0 | 0 | 0 | 0 | 0 | 0 | 0 | 0 | 0 | 0 | 0 | 0 | 1 | 0.1 |  |  | 1 | 2000Q3 | 2000 | 2000-07-01 | 0 | 4.354 | 0 | 100% | 100% | 100% | 0% |  | 0% | 0 |  |  |  | 0 | 4.684 | 4.354 |  | 2.4 |  | 2.3098 | 1.8264 | 0 |  | 1999-05-01 | 2.1601 | 1.6587 | 2.2033 | 1.6918
1999-12-19 | 0 | 0 | 0 | 0 | 0 | 0 | 2000-03-01 | 0 | 0 | 0 | 0 | 0 | 0 | 0 | 0 | 0 | 0 | 0 | 0 | 0 | 0 | 0 | 0 | 0 | 0 | 0 | 0 | 0 | 0 | 2 | 0.1 |  |  | 1 | 2000Q3 | 2000 | 2000-08-01 | 0 | 4.34 | 0 | 100% | 100% | 100% | 0% |  | 0% | 0 |  |  |  | 0 | 5.073 | 4.34 |  | 2.4 |  | 2.3643 | 1.8698 | 0 |  | 1999-06-01 | 2.1638 | 1.6641 | 2.2071 | 1.6974
1999-12-20 | 0 | 0 | 0 | 0 | 0 | 0 | 2000-04-01 | 0 | 0 | 0 | 0 | 0 | 0 | 0 | 0 | 0 | 0 | 0 | 0 | 0 | 0 | 0 | 0 | 0 | 0 | 0 | 0 | 0 | 0 | 2 | 0.1 |  |  | 1 | 2000Q3 | 2000 | 2000-09-01 | 0 | 4.86 | 0 | 100% | 100% | 100% | 0% |  | 0% | 0 |  |  |  | 0 | 5.4 | 4.86 |  | 2.4 |  | 2.4439 | 1.9225 | 0 |  | 1999-07-01 | 2.1915 | 1.6899 | 2.2354 | 1.7237
1999-12-21 | 0 | 0 | 0 | 0 | 0 | 0 | 2000-05-01 | 0 | 0 | 0 | 0 | 0 | 0 | 0 | 0 | 0 | 0 | 0 | 0 | 0 | 0 | 0 | 0 | 0 | 0 | 0 | 0 | 0 | 0 | 2 | 0.1 |  |  | 1 | 2000Q4 | 2000 | 2000-10-01 | 0 | 4.77 | 0 | 100% | 100% | 100% | 0% |  | 0% | 0 |  |  |  | 0 | 5.205 | 4.77 |  | 2.4 |  | 2.5488 | 1.9781 | 0 |  | 1999-08-01 | 2.2432 | 1.73 | 2.288 | 1.7646
1999-12-22 | 0 | 0 | 0 | 0 | 0 | 0 | 2000-06-01 | 0 | 0 | 0 | 0 | 0 | 0 | 0 | 0 | 0 | 0 | 0 | 0 | 0 | 0 | 0 | 0 | 0 | 0 | 0 | 0 | 0 | 0 | 3 | 0.1 |  |  | 1 | 2000Q4 | 2000 | 2000-11-01 | 0 | 4.677 | 0 | 100% | 100% | 100% | 0% |  | 0% | 0 |  |  |  | 0 | 4.92 | 4.677 |  | 2.4 |  | 2.6789 | 2.0304 | 0 |  | 1999-09-01 | 2.3187 | 1.7788 | 2.3651 | 1.8143
1999-12-23 | 0 | 0 | 0 | 0 | 0 | 0 | 2000-07-01 | 0 | 0 | 0 | 0 | 0 | 0 | 0 | 0 | 0 | 0 | 0 | 0 | 0 | 0 | 0 | 0 | 0 | 0 | 0 | 0 | 0 | 0 | 3 | 0.1 |  |  | 1 | 2000Q4 | 2000 | 2000-12-01 | 0 | 4.708 | 0 | 100% | 100% | 100% | 0% |  | 0% | 0 |  |  |  | 0 | 4.883 | 4.708 |  | 2.4 |  | 2.7355 | 2.073 | 0 |  | 1999-10-01 | 2.4183 | 1.8302 | 2.4666 | 1.8668
1999-12-24 | 0 | 0 | 0 | 0 | 0 | 0 | 2000-08-01 | 0 | 0 | 0 | 0 | 0 | 0 | 0 | 0 | 0 | 0 | 0 | 0 | 0 | 0 | 0 | 0 | 0 | 0 | 0 | 0 | 0 | 0 | 3 | 0.1 |  |  | 1 | 2001Q1 | 2001 | 2001-01-01 | 3.2058 | 3.2058 | 3.2058 | 100% | 100% | 100% | 0% |  | 0% | 0 |  |  |  | 0 | 3.2058 | 3.2058 | -24.32% | 2.4 |  | 2.6896 | 2.2251 | 0 |  | 1999-11-01 | 2.5417 | 1.8786 | 2.5926 | 1.9162
1999-12-25 | 0 | 0 | 0 | 0 | 0 | 0 | 2000-09-01 | 0 | 0 | 0 | 0 | 0 | 0 | 0 | 0 | 0 | 0 | 0 | 0 | 0 | 0 | 0 | 0 | 0 | 0 | 0 | 0 | 0 | 0 | 4 | 0.1 |  |  | 1 | 2001Q1 | 2001 | 2001-02-01 | 3.041 | 3.041 | 3.041 | 100% | 100% | 100% | 0% |  | 0% | 0 |  |  |  | 0 | 3.041 | 3.041 | -28.21% | 2.4 |  | 2.4866 | 2.0726 | 0 |  | 1999-12-01 | 2.5954 | 1.918 | 2.6473 | 1.9563
1999-12-26 | 0 | 0 | 0 | 0 | 0 | 0 | 2000-10-01 | 0 | 0 | 0 | 0 | 0 | 0 | 0 | 0 | 0 | 0 | 0 | 0 | 0 | 0 | 0 | 0 | 0 | 0 | 0 | 0 | 0 | 0 | 4 | 0.1 |  |  | 1 | 2001Q1 | 2001 | 2001-03-01 | 2.8984 | 2.8984 | 2.8984 | 100% | 100% | 100% | 0% |  | 0% | 0 |  |  |  | 0 | 2.8984 | 2.8984 | -31.58% | 2.4 |  | 2.4128 | 1.9697 | 0 |  | 2000-01-01 | 2.5119 | 2.0326 | 2.6134 | 2.1147
1999-12-27 | 0 | 0 | 0 | 0 | 0 | 0 | 2000-11-01 | 0 | 0 | 0 | 0 | 0 | 0 | 0 | 0 | 0 | 0 | 0 | 0 | 0 | 0 | 0 | 0 | 0 | 0 | 0 | 0 | 0 | 0 | 4 | 0.1 |  |  | 1 | 2001Q2 | 2001 | 2001-04-01 | 2.7762 | 2.7762 | 2.7762 | 100% | 100% | 100% | 0% |  | 0% | 0 |  |  |  | 0 | 2.7762 | 2.7762 | -34.46% | 2.4 |  | 2.3649 | 1.9098 | 0 |  | 2000-02-01 | 2.3224 | 1.8932 | 2.4162 | 1.9697
1999-12-28 | 0 | 0 | 0 | 0 | 0 | 0 | 2000-12-01 | 0 | 0 | 0 | 0 | 0 | 0 | 0 | 0 | 0 | 0 | 0 | 0 | 0 | 0 | 0 | 0 | 0 | 0 | 0 | 0 | 0 | 0 | 5 | 0.2 |  |  | 1 | 2001Q2 | 2001 | 2001-05-01 | 2.7349 | 2.7349 | 2.7349 | 100% | 100% | 100% | 0% |  | 0% | 0 |  |  |  | 0 | 2.7349 | 2.7349 | -35.44% | 2.4 |  | 2.343 | 1.8863 | 0 |  | 2000-03-01 | 2.2534 | 1.7992 | 2.3445 | 1.8719
1999-12-29 | 0 | 0 | 0 | 0 | 0 | 0 | 2001-01-01 | 0 | 0 | 0 | 0 | 0 | 0 | 0 | 0 | 0 | 0 | 0 | 0 | 0 | 0 | 0 | 0 | 0 | 0 | 0 | 0 | 0 | 0 | 5 | 0.2 |  |  | 1 | 2001Q2 | 2001 | 2001-06-01 | 2.7416 | 2.7416 | 2.7416 | 100% | 100% | 100% | 0% |  | 0% | 0 |  |  |  | 0 | 2.7416 | 2.7416 | -37.78% | 2.4 |  | 2.3471 | 1.8925 | 0 |  | 2000-04-01 | 2.2087 | 1.7446 | 2.298 | 1.815
1999-12-30 | 0 | 0 | 0 | 0 | 0 | 0 | 2001-02-01 | 0 | 0 | 0 | 0 | 0 | 0 | 0 | 0 | 0 | 0 | 0 | 0 | 0 | 0 | 0 | 0 | 0 | 0 | 0 | 0 | 0 | 0 | 5 | 0.2 |  |  | 1 | 2001Q3 | 2001 | 2001-07-01 | 2.7583 | 2.7583 | 2.7583 | 100% | 100% | 100% | 0% |  | 0% | 0 |  |  |  | 0 | 2.7583 | 2.7583 | -36.65% | 2.4 |  | 2.3771 | 1.9218 | 0 |  | 2000-05-01 | 2.1883 | 1.7231 | 2.2767 | 1.7927
1999-12-31 | 0 | 0 | 0 | 0 | 0 | 0 | 2001-03-01 | 0 | 0 | 0 | 0 | 0 | 0 | 0 | 0 | 0 | 0 | 0 | 0 | 0 | 0 | 0 | 0 | 0 | 0 | 0 | 0 | 0 | 0 | 6 | 0.2 |  |  | 1 | 2001Q3 | 2001 | 2001-08-01 | 2.7711 | 2.7711 | 2.7711 | 100% | 100% | 100% | 0% |  | 0% | 0 |  |  |  | 0 | 2.7711 | 2.7711 | -36.15% | 2.4 |  | 2.4331 | 1.9675 | 0 |  | 2000-06-01 | 2.1921 | 1.7288 | 2.2806 | 1.7986
2000-01-01 | 0 | 0 | 0 | 0 | 0 | 0 | 2001-04-01 | 0 | 0 | 0 | 0 | 0 | 0 | 0 | 0 | 0 | 0 | 0 | 0 | 0 | 0 | 0 | 0 | 0 | 0 | 0 | 0 | 0 | 0 | 6 | 0.2 |  |  | 1 | 2001Q3 | 2001 | 2001-09-01 | 2.784 | 2.784 | 2.784 | 100% | 100% | 100% | 0% |  | 0% | 0 |  |  |  | 0 | 2.784 | 2.784 | -42.72% | 2.4 |  | 2.5151 | 2.0229 | 0 |  | 2000-07-01 | 2.2201 | 1.7555 | 2.3098 | 1.8264
2000-01-02 | 0 | 0 | 0 | 0 | 0 | 0 | 2001-05-01 | 0 | 0 | 0 | 0 | 0 | 0 | 0 | 0 | 0 | 0 | 0 | 0 | 0 | 0 | 0 | 0 | 0 | 0 | 0 | 0 | 0 | 0 | 6 | 0.2 |  |  | 1 | 2001Q4 | 2001 | 2001-10-01 | 2.8851 | 2.8851 | 2.8851 | 100% | 100% | 100% | 0% |  | 0% | 0 |  |  |  | 0 | 2.8851 | 2.8851 | -39.52% | 2.4 |  | 2.6231 | 2.0814 | 0 |  | 2000-08-01 | 2.2725 | 1.7972 | 2.3643 | 1.8698
2000-01-03 | 0 | 0 | 0 | 0 | 0 | 0 | 2001-06-01 | 0 | 0 | 0 | 0 | 0 | 0 | 0 | 0 | 0 | 0 | 0 | 0 | 0 | 0 | 0 | 0 | 0 | 0 | 0 | 0 | 0 | 0 | 7 | 0.2 |  |  | 1 | 2001Q4 | 2001 | 2001-11-01 | 2.9846 | 2.9846 | 2.9846 | 100% | 100% | 100% | 0% |  | 0% | 0 |  |  |  | 0 | 2.9846 | 2.9846 | -36.19% | 2.4 |  | 2.757 | 2.1364 | 0 |  | 2000-09-01 | 2.349 | 1.8479 | 2.4439 | 1.9225
2000-01-04 | 0 | 0 | 0 | 0 | 0 | 0 | 2001-07-01 | 0 | 0 | 0 | 0 | 0 | 0 | 0 | 0 | 0 | 0 | 0 | 0 | 0 | 0 | 0 | 0 | 0 | 0 | 0 | 0 | 0 | 0 | 7 | 0.2 |  |  | 1 | 2001Q4 | 2001 | 2001-12-01 | 3.0904 | 3.0904 | 3.0904 | 100% | 100% | 100% | 0% |  | 0% | 0 |  |  |  | 0 | 3.0904 | 3.0904 | -34.36% | 2.4 |  | 2.8152 | 2.1812 | 0 |  | 2000-10-01 | 2.4498 | 1.9013 | 2.5488 | 1.9781
2000-01-05 | 0 | 0 | 0 | 0 | 0 | 0 | 2001-08-01 | 0 | 0 | 0 | 0 | 0 | 0 | 0 | 0 | 0 | 0 | 0 | 0 | 0 | 0 | 0 | 0 | 0 | 0 | 0 | 0 | 0 | 0 | 7 | 0.2 |  |  | 1 | 2002Q1 | 2002 | 2002-01-01 | 2.9651 | 2.9651 | 2.9651 | 100% | 100% | 100% | 0% |  | 0% | 0 |  |  |  | 0 | 2.9651 | 2.9651 | -7.51% | 2.4 |  | 2.7725 | 2.3318 | 0 |  | 2000-11-01 | 2.5749 | 1.9516 | 2.6789 | 2.0304
2000-01-06 | 0 | 0 | 0 | 0 | 0 | 0 | 2001-09-01 | 0 | 0 | 0 | 0 | 0 | 0 | 0 | 0 | 0 | 0 | 0 | 0 | 0 | 0 | 0 | 0 | 0 | 0 | 0 | 0 | 0 | 0 | 8 | 0.2 |  |  | 1 | 2002Q1 | 2002 | 2002-02-01 | 2.7416 | 2.7416 | 2.7416 | 100% | 100% | 100% | 0% |  | 0% | 0 |  |  |  | 0 | 2.7416 | 2.7416 | -9.844% | 2.4 |  | 2.5633 | 2.172 | 0 |  | 2000-12-01 | 2.6293 | 1.9925 | 2.7355 | 2.073
2000-01-07 | 0 | 0 | 0 | 0 | 0 | 0 | 2001-10-01 | 0 | 0 | 0 | 0 | 0 | 0 | 0 | 0 | 0 | 0 | 0 | 0 | 0 | 0 | 0 | 0 | 0 | 0 | 0 | 0 | 0 | 0 | 8 | 0.2 |  |  | 1 | 2002Q1 | 2002 | 2002-03-01 | 2.5923 | 2.5923 | 2.5923 | 100% | 100% | 100% | 0% |  | 0% | 0 |  |  |  | 0 | 2.5923 | 2.5923 | -10.56% | 2.4 |  | 2.4872 | 2.0642 | 0 |  | 2001-01-01 | 2.5344 | 2.0968 | 2.6896 | 2.2251
2000-01-08 | 0 | 0 | 0 | 0 | 0 | 0 | 2001-11-01 | 0 | 0 | 0 | 0 | 0 | 0 | 0 | 0 | 0 | 0 | 0 | 0 | 0 | 0 | 0 | 0 | 0 | 0 | 0 | 0 | 0 | 0 | 8 | 0.2 |  |  | 1 | 2002Q2 | 2002 | 2002-04-01 | 2.5077 | 2.5077 | 2.5077 | 100% | 100% | 100% | 0% |  | 0% | 0 |  |  |  | 0 | 2.5077 | 2.5077 | -9.673% | 2.4 |  | 2.4379 | 2.0014 | 0 |  | 2001-02-01 | 2.3432 | 1.953 | 2.4866 | 2.0726
2000-01-09 | 0 | 0 | 0 | 0 | 0 | 0 | 2001-12-01 | 0 | 0 | 0 | 0 | 0 | 0 | 0 | 0 | 0 | 0 | 0 | 0 | 0 | 0 | 0 | 0 | 0 | 0 | 0 | 0 | 0 | 0 | 9 | 0.25 |  |  | 1 | 2002Q2 | 2002 | 2002-05-01 | 2.4779 | 2.4779 | 2.4779 | 100% | 100% | 100% | 0% |  | 0% | 0 |  |  |  | 0 | 2.4779 | 2.4779 | -9.397% | 2.4 |  | 2.4153 | 1.9768 | 0 |  | 2001-03-01 | 2.2736 | 1.8561 | 2.4128 | 1.9697
2000-01-10 | 0 | 0 | 0 | 0 | 0 | 0 | 2002-01-01 | 0 | 0 | 0 | 0 | 0 | 0 | 0 | 0 | 0 | 0 | 0 | 0 | 0 | 0 | 0 | 0 | 0 | 0 | 0 | 0 | 0 | 0 | 9 | 0.25 |  |  | 1 | 2002Q2 | 2002 | 2002-06-01 | 2.494 | 2.494 | 2.494 | 100% | 100% | 100% | 0% |  | 0% | 0 |  |  |  | 0 | 2.494 | 2.494 | -9.031% | 2.4 |  | 2.4195 | 1.9833 | 0 |  | 2001-04-01 | 2.2285 | 1.7997 | 2.3649 | 1.9098
2000-01-11 | 0 | 0 | 0 | 0 | 0 | 0 | 2002-02-01 | 0 | 0 | 0 | 0 | 0 | 0 | 0 | 0 | 0 | 0 | 0 | 0 | 0 | 0 | 0 | 0 | 0 | 0 | 0 | 0 | 0 | 0 | 9 | 0.25 |  |  | 1 | 2002Q3 | 2002 | 2002-07-01 | 2.5462 | 2.5462 | 2.5462 | 100% | 100% | 100% | 0% |  | 0% | 0 |  |  |  | 0 | 2.5462 | 2.5462 | -7.689% | 2.4 |  | 2.4505 | 2.014 | 0 |  | 2001-05-01 | 2.2079 | 1.7775 | 2.343 | 1.8863
2000-01-12 | 0 | 0 | 0 | 0 | 0 | 0 | 2002-03-01 | 0 | 0 | 0 | 0 | 0 | 0 | 0 | 0 | 0 | 0 | 0 | 0 | 0 | 0 | 0 | 0 | 0 | 0 | 0 | 0 | 0 | 0 | 10 | 0.25 |  |  | 1 | 2002Q3 | 2002 | 2002-08-01 | 2.6254 | 2.6254 | 2.6254 | 100% | 100% | 100% | 0% |  | 0% | 0 |  |  |  | 0 | 2.6254 | 2.6254 | -5.257% | 2.4 |  | 2.5082 | 2.0618 | 0 |  | 2001-06-01 | 2.2117 | 1.7834 | 2.3471 | 1.8925
2000-01-13 | 0 | 0 | 0 | 0 | 0 | 0 | 2002-04-01 | 0 | 0 | 0 | 0 | 0 | 0 | 0 | 0 | 0 | 0 | 0 | 0 | 0 | 0 | 0 | 0 | 0 | 0 | 0 | 0 | 0 | 0 | 10 | 0.25 |  |  | 1 | 2002Q3 | 2002 | 2002-09-01 | 2.722 | 2.722 | 2.722 | 100% | 100% | 100% | 0% |  | 0% | 0 |  |  |  | 0 | 2.722 | 2.722 | -2.224% | 2.4 |  | 2.5927 | 2.1199 | 0 |  | 2001-07-01 | 2.24 | 1.8109 | 2.3771 | 1.9218
2000-01-14 | 0 | 0 | 0 | 0 | 0 | 0 | 2002-05-01 | 0 | 0 | 0 | 0 | 0 | 0 | 0 | 0 | 0 | 0 | 0 | 0 | 0 | 0 | 0 | 0 | 0 | 0 | 0 | 0 | 0 | 0 | 10 | 0.25 |  |  | 1 | 2002Q4 | 2002 | 2002-10-01 | 2.8263 | 2.8263 | 2.8263 | 100% | 100% | 100% | 0% |  | 0% | 0 |  |  |  | 0 | 2.8263 | 2.8263 | -2.036% | 2.4 |  | 2.704 | 2.1813 | 0 |  | 2001-08-01 | 2.2928 | 1.854 | 2.4331 | 1.9675
2000-01-31 | [6 empty] | 2002-06-01 | 0 | 0 | 0 | 0 | 0 | 0 | 0 | 0 | 0 | 0 | 0 | 0 | 0 | 0 | 0 | 0 | 0 | 0 | 0 | 0 | 0 | 0 | 11 | 0.25 |  |  | 1 | 2002Q4 | 2002 | 2002-11-01 | 2.929 | 2.929 | 2.929 | 100% | 100% | 100% | 0% |  | 0% | 0 |  |  |  | 0 | 2.929 | 2.929 | -1.864% | 2.4 |  | 2.8421 | 2.2389 | 0 |  | 2001-09-01 | 2.3701 | 1.9062 | 2.5151 | 2.0229
2000-02-01 | [6 empty] | 2002-07-01 | 0 | 0 | 0 | 0 | 0 | 0 | 0 | 0 | 0 | 0 | 0 | 0 | 0 | 0 | 0 | 0 | 0 | 0 | 0 | 0 | 0 | 0 | 11 | 0.25 |  |  | 1 | 2002Q4 | 2002 | 2002-12-01 | 3.038 | 3.038 | 3.038 | 100% | 100% | 100% | 0% |  | 0% | 0 |  |  |  | 0 | 3.038 | 3.038 | -1.693% | 2.4 |  | 2.9021 | 2.2858 | 0 |  | 2001-10-01 | 2.4718 | 1.9614 | 2.6231 | 2.0814
2000-03-01 | [6 empty] | 2002-08-01 | 0 | 0 | 0 | 0 | 0 | 0 | 0 | 0 | 0 | 0 | 0 | 0 | 0 | 0 | 0 | 0 | 0 | 0 | 0 | 0 | 0 | 0 | 11 | 0.25 |  |  | 1 | 2003Q1 | 2003 | 2003-01-01 | 2.9164 | 2.9164 | 2.9164 | 100% | 100% | 100% | 0% |  | 0% | 0 |  |  |  | 0 | 2.9164 | 2.9164 | -1.64% | 2.4 |  | 2.8629 | 2.4047 | 0 |  | 2001-11-01 | 2.598 | 2.0132 | 2.757 | 2.1364
2000-04-01 | [6 empty] | 2002-09-01 | 0 | 0 | 0 | 0 | 0 | 0 | 0 | 0 | 0 | 0 | 0 | 0 | 0 | 0 | 0 | 0 | 0 | 0 | 0 | 0 | 0 | 0 | 12 | 0.25 |  |  | 1 | 2003Q1 | 2003 | 2003-02-01 | 2.685 | 2.685 | 2.685 | 100% | 100% | 100% | 0% |  | 0% | 0 |  |  |  | 0 | 2.685 | 2.685 | -2.063% | 2.4 |  | 2.6469 | 2.2399 | 0 |  | 2001-12-01 | 2.6529 | 2.0554 | 2.8152 | 2.1812
2000-05-01 | [6 empty] | 2002-10-01 | 0 | 0 | 0 | 0 | 0 | 0 | 0 | 0 | 0 | 0 | 0 | 0 | 0 | 0 | 0 | 0 | 0 | 0 | 0 | 0 | 0 | 0 | 12 | 0.25 |  |  | 1 | 2003Q1 | 2003 | 2003-03-01 | 2.5304 | 2.5304 | 2.5304 | 100% | 100% | 100% | 0% |  | 0% | 0 |  |  |  | 0 | 2.5304 | 2.5304 | -2.386% | 2.4 |  | 2.5683 | 2.1287 | 0 |  | 2002-01-01 | 2.5614 | 2.1543 | 2.7725 | 2.3318
2000-06-01 | [6 empty] | 2002-11-01 | 0 | 0 | 0 | 0 | 0 | 0 | 0 | 0 | 0 | 0 | 0 | 0 | 0 | 0 | 0 | 0 | 0 | 0 | 0 | 0 | 0 | 0 | 12 | 0.25 |  |  | 1 | 2003Q2 | 2003 | 2003-04-01 | 2.4428 | 2.4428 | 2.4428 | 100% | 100% | 100% | 0% |  | 0% | 0 |  |  |  | 0 | 2.4428 | 2.4428 | -2.588% | 2.4 |  | 2.5173 | 2.064 | 0 |  | 2002-02-01 | 2.3681 | 2.0066 | 2.5633 | 2.172
2000-07-01 | [6 empty] | 2002-12-01 | 0 | 0 | 0 | 0 | 0 | 0 | 0 | 0 | 0 | 0 | 0 | 0 | 0 | 0 | 0 | 0 | 0 | 0 | 0 | 0 | 0 | 0 | 13 | 0.35 |  |  | 1 | 2003Q2 | 2003 | 2003-05-01 | 2.4119 | 2.4119 | 2.4119 | 100% | 100% | 100% | 0% |  | 0% | 0 |  |  |  | 0 | 2.4119 | 2.4119 | -2.664% | 2.4 |  | 2.494 | 2.0386 | 0 |  | 2002-03-01 | 2.2978 | 1.907 | 2.4872 | 2.0642
2000-08-01 | [6 empty] | 2003-01-01 | 0 | 0 | 0 | 0 | 0 | 0 | 0 | 0 | 0 | 0 | 0 | 0 | 0 | 0 | 0 | 0 | 0 | 0 | 0 | 0 | 0 | 0 | 13 | 0.35 |  |  | 1 | 2003Q2 | 2003 | 2003-06-01 | 2.441 | 2.441 | 2.441 | 100% | 100% | 100% | 0% |  | 0% | 0 |  |  |  | 0 | 2.441 | 2.441 | -2.122% | 2.4 |  | 2.4984 | 2.0453 | 0 |  | 2002-04-01 | 2.2522 | 1.849 | 2.4379 | 2.0014
2000-09-01 | [6 empty] | 2003-02-01 | 0 | 0 | 0 | 0 | 0 | 0 | 0 | 0 | 0 | 0 | 0 | 0 | 0 | 0 | 0 | 0 | 0 | 0 | 0 | 0 | 0 | 0 | 13 | 0.35 |  |  | 1 | 2003Q3 | 2003 | 2003-07-01 | 2.5077 | 2.5077 | 2.5077 | 100% | 100% | 100% | 0% |  | 0% | 0 |  |  |  | 0 | 2.5077 | 2.5077 | -1.513% | 2.4 |  | 2.5303 | 2.0769 | 0 |  | 2002-05-01 | 2.2314 | 1.8262 | 2.4153 | 1.9768
2000-10-01 | [6 empty] | 2003-03-01 | 0 | 0 | 0 | 0 | 0 | 0 | 0 | 0 | 0 | 0 | 0 | 0 | 0 | 0 | 0 | 0 | 0 | 0 | 0 | 0 | 0 | 0 | 14 | 0.35 |  |  | 1 | 2003Q3 | 2003 | 2003-08-01 | 2.6023 | 2.6023 | 2.6023 | 100% | 100% | 100% | 0% |  | 0% | 0 |  |  |  | 0 | 2.6023 | 2.6023 | -0.8811% | 2.4 |  | 2.59 | 2.1263 | 0 |  | 2002-06-01 | 2.2353 | 1.8323 | 2.4195 | 1.9833
2000-11-01 | [6 empty] | 2003-04-01 | 0 | 0 | 0 | 0 | 0 | 0 | 0 | 0 | 0 | 0 | 0 | 0 | 0 | 0 | 0 | 0 | 0 | 0 | 0 | 0 | 0 | 0 | 14 | 0.35 |  |  | 1 | 2003Q3 | 2003 | 2003-09-01 | 2.715 | 2.715 | 2.715 | 100% | 100% | 100% | 0% |  | 0% | 0 |  |  |  | 0 | 2.715 | 2.715 | -0.2605% | 2.4 |  | 2.6772 | 2.1862 | 0 |  | 2002-07-01 | 2.2639 | 1.8606 | 2.4505 | 2.014
2000-12-01 | [6 empty] | 2003-05-01 | 0 | 0 | 0 | 0 | 0 | 0 | 0 | 0 | 0 | 0 | 0 | 0 | 0 | 0 | 0 | 0 | 0 | 0 | 0 | 0 | 0 | 0 | 14 | 0.35 |  |  | 1 | 2003Q4 | 2003 | 2003-10-01 | 2.8356 | 2.8356 | 2.8356 | 100% | 100% | 100% | 0% |  | 0% | 0 |  |  |  | 0 | 2.8356 | 2.8356 | 0.3279% | 2.4 |  | 2.7921 | 2.2494 | 0 |  | 2002-08-01 | 2.3172 | 1.9048 | 2.5082 | 2.0618
2001-01-01 | 66.4079 | [5 empty] | 2003-06-01 | 0 | 0 | 0 | 0 | 0 | 0 | 0 | 0 | 0 | 0 | 0 | 0 | 0 | 0 | 0 | 0 | 0 | 0 | 0 | 0 | 0 | 0 | 15 | 0.35 |  |  | 1 | 2003Q4 | 2003 | 2003-11-01 | 2.9546 | 2.9546 | 2.9546 | 100% | 100% | 100% | 0% |  | 0% | 0 |  |  |  | 0 | 2.9546 | 2.9546 | 0.8742% | 2.4 |  | 2.9347 | 2.3089 | 0 |  | 2002-09-01 | 2.3953 | 1.9585 | 2.5927 | 2.1199
2001-02-01 | 62.0898 | [5 empty] | 2003-07-01 | 0 | 0 | 0 | 0 | 0 | 0 | 0 | 0 | 0 | 0 | 0 | 0 | 0 | 0 | 0 | 0 | 0 | 0 | 0 | 0 | 0 | 0 | 15 | 0.35 |  |  | 1 | 2003Q4 | 2003 | 2003-12-01 | 3.0803 | 3.0803 | 3.0803 | 100% | 100% | 100% | 0% |  | 0% | 0 |  |  |  | 0 | 3.0803 | 3.0803 | 1.39% | 2.4 |  | 2.9967 | 2.3573 | 0 |  | 2002-10-01 | 2.4981 | 2.0152 | 2.704 | 2.1813
2001-03-01 | 58.549 | [5 empty] | 2003-08-01 | 0 | 0 | 0 | 0 | 0 | 0 | 0 | 0 | 0 | 0 | 0 | 0 | 0 | 0 | 0 | 0 | 0 | 0 | 0 | 0 | 0 | 0 | 15 | 0.35 |  |  | 1 | 2004Q1 | 2004 | 2004-01-01 | 2.9586 | 2.9586 | 2.9586 | 100% | 100% | 100% | 0% |  | 0% | 0 |  |  |  | 0 | 2.9586 | 2.9586 | 1.446% | 2.4 |  | 2.9528 | 2.5077 | 0 |  | 2002-11-01 | 2.6256 | 2.0684 | 2.8421 | 2.2389
2001-04-01 | 57.0434 | [5 empty] | 2003-09-01 | 0 | 0 | 0 | 0 | 0 | 0 | 0 | 0 | 0 | 0 | 0 | 0 | 0 | 0 | 0 | 0 | 0 | 0 | 0 | 0 | 0 | 0 | 16 | 0.35 |  |  | 1 | 2004Q1 | 2004 | 2004-02-01 | 2.7326 | 2.7326 | 2.7326 | 100% | 100% | 100% | 0% |  | 0% | 0 |  |  |  | 0 | 2.7326 | 2.7326 | 1.772% | 2.4 |  | 2.73 | 2.3357 | 0 |  | 2002-12-01 | 2.6811 | 2.1118 | 2.9021 | 2.2858
2001-05-01 | 58.5494 | [5 empty] | 2003-10-01 | 0 | 0 | 0 | 0 | 0 | 0 | 0 | 0 | 0 | 0 | 0 | 0 | 0 | 0 | 0 | 0 | 0 | 0 | 0 | 0 | 0 | 0 | 16 | 0.35 |  |  | 1 | 2004Q1 | 2004 | 2004-03-01 | 2.5861 | 2.5861 | 2.5861 | 100% | 100% | 100% | 0% |  | 0% | 0 |  |  |  | 0 | 2.5861 | 2.5861 | 2.198% | 2.4 |  | 2.6489 | 2.2198 | 0 |  | 2003-01-01 | 2.593 | 2.178 | 2.8629 | 2.4047
2001-06-01 | 54.2241 | [5 empty] | 2003-11-01 | 0 | 0 | 0 | 0 | 0 | 0 | 0 | 0 | 0 | 0 | 0 | 0 | 0 | 0 | 0 | 0 | 0 | 0 | 0 | 0 | 0 | 0 | 16 | 0.35 |  |  | 1 | 2004Q2 | 2004 | 2004-04-01 | 2.5085 | 2.5085 | 2.5085 | 100% | 100% | 100% | 0% |  | 0% | 0 |  |  |  | 0 | 2.5085 | 2.5085 | 2.69% | 2.4 |  | 2.5964 | 2.1523 | 0 |  | 2003-02-01 | 2.3974 | 2.0287 | 2.6469 | 2.2399
2001-07-01 | 68.0928 | [5 empty] | 2003-12-01 | 0 | 0 | 0 | 0 | 0 | 0 | 0 | 0 | 0 | 0 | 0 | 0 | 0 | 0 | 0 | 0 | 0 | 0 | 0 | 0 | 0 | 0 | 17 | 0.35 |  |  | 1 | 2004Q2 | 2004 | 2004-05-01 | 2.4896 | 2.4896 | 2.4896 | 100% | 100% | 100% | 0% |  | 0% | 0 |  |  |  | 0 | 2.4896 | 2.4896 | 3.22% | 2.4 |  | 2.5723 | 2.1258 | 0 |  | 2003-03-01 | 2.3262 | 1.928 | 2.5683 | 2.1287
2001-08-01 | 100.0804 | [5 empty] | 2004-01-01 | 0 | 0 | 0 | 0 | 0 | 0 | 0 | 0 | 0 | 0 | 0 | 0 | 0 | 0 | 0 | 0 | 0 | 0 | 0 | 0 | 0 | 0 | 17 | 0.35 |  |  | 1 | 2004Q2 | 2004 | 2004-06-01 | 2.5196 | 2.5196 | 2.5196 | 100% | 100% | 100% | 0% |  | 0% | 0 |  |  |  | 0 | 2.5196 | 2.5196 | 3.22% | 2.4 |  | 2.5768 | 2.1328 | 0 |  | 2003-04-01 | 2.28 | 1.8694 | 2.5173 | 2.064
2001-09-01 | 83.908 | [5 empty] | 2004-02-01 | 0 | 0 | 0 | 0 | 0 | 0 | 0 | 0 | 0 | 0 | 0 | 0 | 0 | 0 | 0 | 0 | 0 | 0 | 0 | 0 | 0 | 0 | 17 | 0.35 |  |  | 1 | 2004Q3 | 2004 | 2004-07-01 | 2.5884 | 2.5884 | 2.5884 | 100% | 100% | 100% | 0% |  | 0% | 0 |  |  |  | 0 | 2.5884 | 2.5884 | 3.22% | 2.4 |  | 2.6098 | 2.1658 | 0 |  | 2003-05-01 | 2.2589 | 1.8464 | 2.494 | 2.0386
2001-10-01 | 70.8982 | [5 empty] | 2004-03-01 | 0 | 0 | 0 | 0 | 0 | 0 | 0 | 0 | 0 | 0 | 0 | 0 | 0 | 0 | 0 | 0 | 0 | 0 | 0 | 0 | 0 | 0 | 18 | 0.35 |  |  | 1 | 2004Q3 | 2004 | 2004-08-01 | 2.6861 | 2.6861 | 2.6861 | 100% | 100% | 100% | 0% |  | 0% | 0 |  |  |  | 0 | 2.6861 | 2.6861 | 3.22% | 2.4 |  | 2.6713 | 2.2173 | 0 |  | 2003-06-01 | 2.2629 | 1.8525 | 2.4984 | 2.0453
2001-11-01 | 64.7367 | [5 empty] | 2004-04-01 | 0 | 0 | 0 | 0 | 0 | 0 | 0 | 0 | 0 | 0 | 0 | 0 | 0 | 0 | 0 | 0 | 0 | 0 | 0 | 0 | 0 | 0 | 18 | 0.35 |  |  | 1 | 2004Q3 | 2004 | 2004-09-01 | 2.8024 | 2.8024 | 2.8024 | 100% | 100% | 100% | 0% |  | 0% | 0 |  |  |  | 0 | 2.8024 | 2.8024 | 3.22% | 2.4 |  | 2.7613 | 2.2798 | 0 |  | 2003-07-01 | 2.2918 | 1.8811 | 2.5303 | 2.0769
2001-12-01 | 64.8313 | [5 empty] | 2004-05-01 | 0 | 0 | 0 | 0 | 0 | 0 | 0 | 0 | 0 | 0 | 0 | 0 | 0 | 0 | 0 | 0 | 0 | 0 | 0 | 0 | 0 | 0 | 18 | 0.35 |  |  | 1 | 2004Q4 | 2004 | 2004-10-01 | 2.9269 | 2.9269 | 2.9269 | 100% | 100% | 100% | 0% |  | 0% | 0 |  |  |  | 0 | 2.9269 | 2.9269 | 3.22% | 2.4 |  | 2.8798 | 2.3457 | 0 |  | 2003-08-01 | 2.3458 | 1.9258 | 2.59 | 2.1263
2002-01-01 | 55.375 | [5 empty] | 2004-06-01 | 0 | 0 | 0 | 0 | 0 | 0 | 0 | 0 | 0 | 0 | 0 | 0 | 0 | 0 | 0 | 0 | 0 | 0 | 0 | 0 | 0 | 0 | 19 | 0.35 |  |  | 1 | 2004Q4 | 2004 | 2004-11-01 | 3.0497 | 3.0497 | 3.0497 | 100% | 100% | 100% | 0% |  | 0% | 0 |  |  |  | 0 | 3.0497 | 3.0497 | 3.22% | 2.4 |  | 3.0268 | 2.4077 | 0 |  | 2003-09-01 | 2.4249 | 1.9801 | 2.6772 | 2.1862
2002-02-01 | 48.7456 | [5 empty] | 2004-07-01 | 0 | 0 | 0 | 0 | 0 | 0 | 0 | 0 | 0 | 0 | 0 | 0 | 0 | 0 | 0 | 0 | 0 | 0 | 0 | 0 | 0 | 0 | 19 | 0.35 |  |  | 1 | 2004Q4 | 2004 | 2004-12-01 | 3.1794 | 3.1794 | 3.1794 | 100% | 100% | 100% | 0% |  | 0% | 0 |  |  |  | 0 | 3.1794 | 3.1794 | 3.22% | 2.4 |  | 3.0908 | 2.4582 | 0 |  | 2003-10-01 | 2.5289 | 2.0374 | 2.7921 | 2.2494
2002-03-01 | 44.5384 | [5 empty] | 2004-08-01 | 0 | 0 | 0 | 0 | 0 | 0 | 0 | 0 | 0 | 0 | 0 | 0 | 0 | 0 | 0 | 0 | 0 | 0 | 0 | 0 | 0 | 0 | 19 | 0.35 |  |  | 1 | 2005Q1 | 2005 | 2005-01-01 | 3.0462 | 3.0462 | 3.0462 | 100% | 100% | 100% | 0% |  | 0% | 0 |  |  |  | 0 | 3.0462 | 3.0462 | 2.96% | 2.4 |  | 3.0435 | 2.5971 | 0 |  | 2003-11-01 | 2.658 | 2.0912 | 2.9347 | 2.3089
2002-04-01 | 43.4992 | [5 empty] | 2004-09-01 | 0 | 0 | 0 | 0 | 0 | 0 | 0 | 0 | 0 | 0 | 0 | 0 | 0 | 0 | 0 | 0 | 0 | 0 | 0 | 0 | 0 | 0 | 20 | 0.35 |  |  | 1 | 2005Q1 | 2005 | 2005-02-01 | 2.8135 | 2.8135 | 2.8135 | 100% | 100% | 100% | 0% |  | 0% | 0 |  |  |  | 0 | 2.8135 | 2.8135 | 2.96% | 2.4 |  | 2.8138 | 2.419 | 0 |  | 2003-12-01 | 2.7142 | 2.1351 | 2.9967 | 2.3573
2002-05-01 | 44.5281 | [5 empty] | 2004-10-01 | 0 | 0 | 0 | 0 | 0 | 0 | 0 | 0 | 0 | 0 | 0 | 0 | 0 | 0 | 0 | 0 | 0 | 0 | 0 | 0 | 0 | 0 | 20 | 0.35 |  |  | 1 | 2005Q1 | 2005 | 2005-03-01 | 2.6625 | 2.6625 | 2.6625 | 100% | 100% | 100% | 0% |  | 0% | 0 |  |  |  | 0 | 2.6625 | 2.6625 | 2.954% | 2.4 |  | 2.7303 | 2.2989 | 0 |  | 2004-01-01 | 2.622 | 2.2267 | 2.9528 | 2.5077
2002-06-01 | 41.8494 | [5 empty] | 2004-11-01 | 0 | 0 | 0 | 0 | 0 | 0 | 0 | 0 | 0 | 0 | 0 | 0 | 0 | 0 | 0 | 0 | 0 | 0 | 0 | 0 | 0 | 0 | 20 | 0.35 |  |  | 1 | 2005Q2 | 2005 | 2005-04-01 | 2.5826 | 2.5826 | 2.5826 | 100% | 100% | 100% | 0% |  | 0% | 0 |  |  |  | 0 | 2.5826 | 2.5826 | 2.954% | 2.4 |  | 2.6761 | 2.2291 | 0 |  | 2004-02-01 | 2.4241 | 2.0741 | 2.73 | 2.3357
2002-07-01 | 55.1793 | [5 empty] | 2004-12-01 | 0 | 0 | 0 | 0 | 0 | 0 | 0 | 0 | 0 | 0 | 0 | 0 | 0 | 0 | 0 | 0 | 0 | 0 | 0 | 0 | 0 | 0 | 21 | 0.35 |  |  | 1 | 2005Q2 | 2005 | 2005-05-01 | 2.5631 | 2.5631 | 2.5631 | 100% | 100% | 100% | 0% |  | 0% | 0 |  |  |  | 0 | 2.5631 | 2.5631 | 2.954% | 2.4 |  | 2.6514 | 2.2016 | 0 |  | 2004-03-01 | 2.3522 | 1.9711 | 2.6489 | 2.2198
2002-08-01 | 72.556 | [5 empty] | 2005-01-01 | 0 | 0 | 0 | 0 | 0 | 0 | 0 | 0 | 0 | 0 | 0 | 0 | 0 | 0 | 0 | 0 | 0 | 0 | 0 | 0 | 0 | 0 | 21 | 0.35 |  |  | 1 | 2005Q2 | 2005 | 2005-06-01 | 2.5941 | 2.5941 | 2.5941 | 100% | 100% | 100% | 0% |  | 0% | 0 |  |  |  | 0 | 2.5941 | 2.5941 | 2.954% | 2.4 |  | 2.656 | 2.2089 | 0 |  | 2004-04-01 | 2.3055 | 1.9112 | 2.5964 | 2.1523
2002-09-01 | 61.8197 | [5 empty] | 2005-02-01 | 0 | 0 | 0 | 0 | 0 | 0 | 0 | 0 | 0 | 0 | 0 | 0 | 0 | 0 | 0 | 0 | 0 | 0 | 0 | 0 | 0 | 0 | 21 | 0.35 |  |  | 1 | 2005Q3 | 2005 | 2005-07-01 | 2.6649 | 2.6649 | 2.6649 | 100% | 100% | 100% | 0% |  | 0% | 0 |  |  |  | 0 | 2.6649 | 2.6649 | 2.954% | 2.4 |  | 2.69 | 2.243 | 0 |  | 2004-05-01 | 2.2842 | 1.8877 | 2.5723 | 2.1258
2002-10-01 | 56.1147 | [5 empty] | 2005-03-01 | 0 | 0 | 0 | 0 | 0 | 0 | 0 | 0 | 0 | 0 | 0 | 0 | 0 | 0 | 0 | 0 | 0 | 0 | 0 | 0 | 0 | 0 | 22 | 0.35 |  |  | 1 | 2005Q3 | 2005 | 2005-08-01 | 2.7654 | 2.7654 | 2.7654 | 100% | 100% | 100% | 0% |  | 0% | 0 |  |  |  | 0 | 2.7654 | 2.7654 | 2.954% | 2.4 |  | 2.7533 | 2.2964 | 0 |  | 2004-06-01 | 2.2881 | 1.8939 | 2.5768 | 2.1328
2002-11-01 | 47.8087 | [5 empty] | 2005-04-01 | 0 | 0 | 0 | 0 | 0 | 0 | 0 | 0 | 0 | 0 | 0 | 0 | 0 | 0 | 0 | 0 | 0 | 0 | 0 | 0 | 0 | 0 | 22 | 0.35 |  |  | 1 | 2005Q3 | 2005 | 2005-09-01 | 2.8852 | 2.8852 | 2.8852 | 100% | 100% | 100% | 0% |  | 0% | 0 |  |  |  | 0 | 2.8852 | 2.8852 | 2.954% | 2.4 |  | 2.8461 | 2.3611 | 0 |  | 2004-07-01 | 2.3174 | 1.9232 | 2.6098 | 2.1658
2002-12-01 | 46.5557 | [5 empty] | 2005-05-01 | 0 | 0 | 0 | 0 | 0 | 0 | 0 | 0 | 0 | 0 | 0 | 0 | 0 | 0 | 0 | 0 | 0 | 0 | 0 | 0 | 0 | 0 | 22 | 0.35 |  |  | 1 | 2005Q4 | 2005 | 2005-10-01 | 3.0134 | 3.0134 | 3.0134 | 100% | 100% | 100% | 0% |  | 0% | 0 |  |  |  | 0 | 3.0134 | 3.0134 | 2.954% | 2.4 |  | 2.9683 | 2.4294 | 0 |  | 2004-08-01 | 2.372 | 1.9689 | 2.6713 | 2.2173
2003-01-01 | 43.7685 | [5 empty] | 2005-06-01 | 0 | 0 | 0 | 0 | 0 | 0 | 0 | 0 | 0 | 0 | 0 | 0 | 0 | 0 | 0 | 0 | 0 | 0 | 0 | 0 | 0 | 0 | 23 | 0.35 |  |  | 1 | 2005Q4 | 2005 | 2005-11-01 | 3.1398 | 3.1398 | 3.1398 | 100% | 100% | 100% | 0% |  | 0% | 0 |  |  |  | 0 | 3.1398 | 3.1398 | 2.954% | 2.4 |  | 3.1198 | 2.4936 | 0 |  | 2004-09-01 | 2.4519 | 2.0244 | 2.7613 | 2.2798
2003-02-01 | 36.969 | [5 empty] | 2005-07-01 | 0 | 0 | 0 | 0 | 0 | 0 | 0 | 0 | 0 | 0 | 0 | 0 | 0 | 0 | 0 | 0 | 0 | 0 | 0 | 0 | 0 | 0 | 23 | 0.35 |  |  | 1 | 2005Q4 | 2005 | 2005-12-01 | 3.2734 | 3.2734 | 3.2734 | 100% | 100% | 100% | 0% |  | 0% | 0 |  |  |  | 0 | 3.2734 | 3.2734 | 2.954% | 2.4 |  | 3.1857 | 2.5458 | 0 |  | 2004-10-01 | 2.5572 | 2.0829 | 2.8798 | 2.3457
2003-03-01 | 33.1776 | [5 empty] | 2005-08-01 | 0 | 0 | 0 | 0 | 0 | 0 | 0 | 0 | 0 | 0 | 0 | 0 | 0 | 0 | 0 | 0 | 0 | 0 | 0 | 0 | 0 | 0 | 23 | 0.35 |  |  | 1 | 2006Q1 | 2006 | 2006-01-01 | 3.1477 | 3.1477 | 3.1477 | 100% | 100% | 100% | 0% |  | 0% | 0 |  |  |  | 0 | 3.1477 | 3.1477 | 3.335% | 2.4 |  | 3.1445 | 2.7238 | 0 |  | 2004-11-01 | 2.6877 | 2.138 | 3.0268 | 2.4077
2003-04-01 | 31.9733 | [5 empty] | 2005-09-01 | 0 | 0 | 0 | 0 | 0 | 0 | 0 | 0 | 0 | 0 | 0 | 0 | 0 | 0 | 0 | 0 | 0 | 0 | 0 | 0 | 0 | 0 | 24 | 0.35 |  |  | 1 | 2006Q1 | 2006 | 2006-02-01 | 2.9073 | 2.9073 | 2.9073 | 100% | 100% | 100% | 0% |  | 0% | 0 |  |  |  | 0 | 2.9073 | 2.9073 | 3.335% | 2.4 |  | 2.9072 | 2.5371 | 0 |  | 2004-12-01 | 2.7445 | 2.1828 | 3.0908 | 2.4582
2003-05-01 | 32.7707 | [5 empty] | 2005-10-01 | 0 | 0 | 0 | 0 | 0 | 0 | 0 | 0 | 0 | 0 | 0 | 0 | 0 | 0 | 0 | 0 | 0 | 0 | 0 | 0 | 0 | 0 | 24 | 0.35 |  |  | 1 | 2006Q1 | 2006 | 2006-03-01 | 2.7512 | 2.7512 | 2.7512 | 100% | 100% | 100% | 0% |  | 0% | 0 |  |  |  | 0 | 2.7512 | 2.7512 | 3.335% | 2.4 |  | 2.8209 | 2.4112 | 0 |  | 2005-01-01 | 2.6495 | 2.2609 | 3.0435 | 2.5971
2003-06-01 | 31.4641 | [5 empty] | 2005-11-01 | 0 | 0 | 0 | 0 | 0 | 0 | 0 | 0 | 0 | 0 | 0 | 0 | 0 | 0 | 0 | 0 | 0 | 0 | 0 | 0 | 0 | 0 | 24 | 0.35 |  |  | 1 | 2006Q2 | 2006 | 2006-04-01 | 2.6687 | 2.6687 | 2.6687 | 100% | 100% | 100% | 0% |  | 0% | 0 |  |  |  | 0 | 2.6687 | 2.6687 | 3.335% | 2.4 |  | 2.765 | 2.3379 | 0 |  | 2005-02-01 | 2.4496 | 2.1059 | 2.8138 | 2.419
2003-07-01 | 43.4828 | [5 empty] | 2005-12-01 | 0 | 0 | 0 | 0 | 0 | 0 | 0 | 0 | 0 | 0 | 0 | 0 | 0 | 0 | 0 | 0 | 0 | 0 | 0 | 0 | 0 | 0 | 25 | 0.35 |  |  | 1 | 2006Q2 | 2006 | 2006-05-01 | 2.6486 | 2.6486 | 2.6486 | 100% | 100% | 100% | 0% |  | 0% | 0 |  |  |  | 0 | 2.6486 | 2.6486 | 3.335% | 2.4 |  | 2.7394 | 2.3091 | 0 |  | 2005-03-01 | 2.3769 | 2.0014 | 2.7303 | 2.2989
2003-08-01 | 58.3585 | [5 empty] | 2006-01-01 | 0 | 0 | 0 | 0 | 0 | 0 | 0 | 0 | 0 | 0 | 0 | 0 | 0 | 0 | 0 | 0 | 0 | 0 | 0 | 0 | 0 | 0 | 25 | 0.35 |  |  | 1 | 2006Q2 | 2006 | 2006-06-01 | 2.6806 | 2.6806 | 2.6806 | 100% | 100% | 100% | 0% |  | 0% | 0 |  |  |  | 0 | 2.6806 | 2.6806 | 3.335% | 2.4 |  | 2.7441 | 2.3167 | 0 |  | 2005-04-01 | 2.3297 | 1.9405 | 2.6761 | 2.2291
2003-09-01 | 50.3153 | [5 empty] | 2006-02-01 | 0 | 0 | 0 | 0 | 0 | 0 | 0 | 0 | 0 | 0 | 0 | 0 | 0 | 0 | 0 | 0 | 0 | 0 | 0 | 0 | 0 | 0 | 25 | 0.35 |  |  | 1 | 2006Q3 | 2006 | 2006-07-01 | 2.7537 | 2.7537 | 2.7537 | 100% | 100% | 100% | 0% |  | 0% | 0 |  |  |  | 0 | 2.7537 | 2.7537 | 3.335% | 2.4 |  | 2.7792 | 2.3525 | 0 |  | 2005-05-01 | 2.3082 | 1.9167 | 2.6514 | 2.2016
2003-10-01 | 43.0547 | [5 empty] | 2006-03-01 | 0 | 0 | 0 | 0 | 0 | 0 | 0 | 0 | 0 | 0 | 0 | 0 | 0 | 0 | 0 | 0 | 0 | 0 | 0 | 0 | 0 | 0 | 26 | 0.35 |  |  | 1 | 2006Q3 | 2006 | 2006-08-01 | 2.8577 | 2.8577 | 2.8577 | 100% | 100% | 100% | 0% |  | 0% | 0 |  |  |  | 0 | 2.8577 | 2.8577 | 3.335% | 2.4 |  | 2.8447 | 2.4084 | 0 |  | 2005-06-01 | 2.3122 | 1.923 | 2.656 | 2.2089
2003-11-01 | 45.3198 | [5 empty] | 2006-04-01 | 0 | 0 | 0 | 0 | 0 | 0 | 0 | 0 | 0 | 0 | 0 | 0 | 0 | 0 | 0 | 0 | 0 | 0 | 0 | 0 | 0 | 0 | 26 | 0.35 |  |  | 1 | 2006Q3 | 2006 | 2006-09-01 | 2.9814 | 2.9814 | 2.9814 | 100% | 100% | 100% | 0% |  | 0% | 0 |  |  |  | 0 | 2.9814 | 2.9814 | 3.335% | 2.4 |  | 2.9406 | 2.4763 | 0 |  | 2005-07-01 | 2.3418 | 1.9527 | 2.69 | 2.243
2003-12-01 | 44.6139 | [5 empty] | 2006-05-01 | 0 | 0 | 0 | 0 | 0 | 0 | 0 | 0 | 0 | 0 | 0 | 0 | 0 | 0 | 0 | 0 | 0 | 0 | 0 | 0 | 0 | 0 | 26 | 0.35 |  |  | 1 | 2006Q4 | 2006 | 2006-10-01 | 3.1139 | 3.1139 | 3.1139 | 100% | 100% | 100% | 0% |  | 0% | 0 |  |  |  | 0 | 3.1139 | 3.1139 | 3.335% | 2.4 |  | 3.0668 | 2.548 | 0 |  | 2005-08-01 | 2.397 | 1.9991 | 2.7533 | 2.2964
2004-01-01 | 39.0018 | [5 empty] | 2006-06-01 | 0 | 0 | 0 | 0 | 0 | 0 | 0 | 0 | 0 | 0 | 0 | 0 | 0 | 0 | 0 | 0 | 0 | 0 | 0 | 0 | 0 | 0 | 27 | 0.35 |  |  | 1 | 2006Q4 | 2006 | 2006-11-01 | 3.2445 | 3.2445 | 3.2445 | 100% | 100% | 100% | 0% |  | 0% | 0 |  |  |  | 0 | 3.2445 | 3.2445 | 3.335% | 2.4 |  | 3.2233 | 2.6153 | 0 |  | 2005-09-01 | 2.4777 | 2.0554 | 2.8461 | 2.3611
2004-02-01 | 31.6179 | [5 empty] | 2006-07-01 | 0 | 0 | 0 | 0 | 0 | 0 | 0 | 0 | 0 | 0 | 0 | 0 | 0 | 0 | 0 | 0 | 0 | 0 | 0 | 0 | 0 | 0 | 27 | 0.35 |  |  | 1 | 2006Q4 | 2006 | 2006-12-01 | 3.3825 | 3.3825 | 3.3825 | 100% | 100% | 100% | 0% |  | 0% | 0 |  |  |  | 0 | 3.3825 | 3.3825 | 3.335% | 2.4 |  | 3.2914 | 2.6701 | 0 |  | 2005-10-01 | 2.5841 | 2.1149 | 2.9683 | 2.4294
2004-03-01 | 29.5795 | [5 empty] | 2006-08-01 | 0 | 0 | 0 | 0 | 0 | 0 | 0 | 0 | 0 | 0 | 0 | 0 | 0 | 0 | 0 | 0 | 0 | 0 | 0 | 0 | 0 | 0 | 27 | 0.35 |  |  | 1 | 2007Q1 | 2007 | 2007-01-01 | 3.2445 | 3.2445 | 3.2445 | 100% | 100% | 100% | 0% |  | 0% | 0 |  |  |  | 0 | 3.2445 | 3.2445 | 3.075% | 2.4 |  | 3.2607 | 2.8496 | 0 |  | 2005-11-01 | 2.716 | 2.1708 | 3.1198 | 2.4936
2004-04-01 | 29.1473 | [5 empty] | 2006-09-01 | 0 | 0 | 0 | 0 | 0 | 0 | 0 | 0 | 0 | 0 | 0 | 0 | 0 | 0 | 0 | 0 | 0 | 0 | 0 | 0 | 0 | 0 | 28 | 0.35 |  |  | 1 | 2007Q1 | 2007 | 2007-02-01 | 2.9967 | 2.9967 | 2.9967 | 100% | 100% | 100% | 0% |  | 0% | 0 |  |  |  | 0 | 2.9967 | 2.9967 | 3.075% | 2.4 |  | 3.0146 | 2.6543 | 0 |  | 2005-12-01 | 2.7734 | 2.2163 | 3.1857 | 2.5458
2004-05-01 | 29.9922 | [5 empty] | 2006-10-01 | 0 | 0 | 0 | 0 | 0 | 0 | 0 | 0 | 0 | 0 | 0 | 0 | 0 | 0 | 0 | 0 | 0 | 0 | 0 | 0 | 0 | 0 | 28 | 0.35 |  |  | 1 | 2007Q1 | 2007 | 2007-03-01 | 2.8358 | 2.8358 | 2.8358 | 100% | 100% | 100% | 0% |  | 0% | 0 |  |  |  | 0 | 2.8358 | 2.8358 | 3.075% | 2.4 |  | 2.9251 | 2.5225 | 0 |  | 2006-01-01 | 2.6838 | 2.3248 | 3.1445 | 2.7238
2004-06-01 | 28.3175 | [5 empty] | 2006-11-01 | 0 | 0 | 0 | 0 | 0 | 0 | 0 | 0 | 0 | 0 | 0 | 0 | 0 | 0 | 0 | 0 | 0 | 0 | 0 | 0 | 0 | 0 | 28 | 0.35 |  |  | 1 | 2007Q2 | 2007 | 2007-04-01 | 2.7508 | 2.7508 | 2.7508 | 100% | 100% | 100% | 0% |  | 0% | 0 |  |  |  | 0 | 2.7508 | 2.7508 | 3.075% | 2.4 |  | 2.8671 | 2.4458 | 0 |  | 2006-02-01 | 2.4813 | 2.1654 | 2.9072 | 2.5371
2004-07-01 | 39.4995 | [5 empty] | 2006-12-01 | 0 | 0 | 0 | 0 | 0 | 0 | 0 | 0 | 0 | 0 | 0 | 0 | 0 | 0 | 0 | 0 | 0 | 0 | 0 | 0 | 0 | 0 | 29 | 0.35 |  |  | 1 | 2007Q2 | 2007 | 2007-05-01 | 2.73 | 2.73 | 2.73 | 100% | 100% | 100% | 0% |  | 0% | 0 |  |  |  | 0 | 2.73 | 2.73 | 3.075% | 2.4 |  | 2.8406 | 2.4157 | 0 |  | 2006-03-01 | 2.4076 | 2.0579 | 2.8209 | 2.4112
2004-08-01 | 47.509 | [5 empty] | 2007-01-01 | 0 | 0 | 0 | 0 | 0 | 0 | 0 | 0 | 0 | 0 | 0 | 0 | 0 | 0 | 0 | 0 | 0 | 0 | 0 | 0 | 0 | 0 | 29 | 0.35 |  |  | 1 | 2007Q2 | 2007 | 2007-06-01 | 2.763 | 2.763 | 2.763 | 100% | 100% | 100% | 0% |  | 0% | 0 |  |  |  | 0 | 2.763 | 2.763 | 3.075% | 2.4 |  | 2.8455 | 2.4237 | 0 |  | 2006-04-01 | 2.3599 | 1.9953 | 2.765 | 2.3379
2004-09-01 | 42.4181 | [5 empty] | 2007-02-01 | 0 | 0 | 0 | 0 | 0 | 0 | 0 | 0 | 0 | 0 | 0 | 0 | 0 | 0 | 0 | 0 | 0 | 0 | 0 | 0 | 0 | 0 | 29 | 0.35 |  |  | 1 | 2007Q3 | 2007 | 2007-07-01 | 2.8384 | 2.8384 | 2.8384 | 100% | 100% | 100% | 0% |  | 0% | 0 |  |  |  | 0 | 2.8384 | 2.8384 | 3.075% | 2.4 | 3.075% | 2.8819 | 2.4612 | 0 |  | 2006-05-01 | 2.338 | 1.9708 | 2.7394 | 2.3091
2004-10-01 | 38.0904 | [5 empty] | 2007-03-01 | 0 | 0 | 0 | 0 | 0 | 0 | 0 | 0 | 0 | 0 | 0 | 0 | 0 | 0 | 0 | 0 | 0 | 0 | 0 | 0 | 0 | 0 | 30 | 0.35 |  |  | 1 | 2007Q3 | 2007 | 2007-08-01 | 2.9455 | 2.9455 | 2.9455 | 100% | 100% | 100% | 0% |  | 0% | 0 |  |  |  | 0 | 2.9455 | 2.9455 | 3.075% | 2.4 | 3.075% | 2.9498 | 2.5197 | 0 |  | 2006-06-01 | 2.3421 | 1.9773 | 2.7441 | 2.3167
2004-11-01 | 39.044 | [5 empty] | 2007-04-01 | 0 | 0 | 0 | 0 | 0 | 0 | 0 | 0 | 0 | 0 | 0 | 0 | 0 | 0 | 0 | 0 | 0 | 0 | 0 | 0 | 0 | 0 | 30 | 0.35 |  |  | 1 | 2007Q3 | 2007 | 2007-09-01 | 3.0731 | 3.0731 | 3.0731 | 100% | 100% | 100% | 0% |  | 0% | 0 |  |  |  | 0 | 3.0731 | 3.0731 | 3.075% | 2.4 | 3.075% | 3.0492 | 2.5906 | 0 |  | 2006-07-01 | 2.3721 | 2.0079 | 2.7792 | 2.3525
2004-12-01 | 41.2063 | [5 empty] | 2007-05-01 | 0 | 0 | 0 | 0 | 0 | 0 | 0 | 0 | 0 | 0 | 0 | 0 | 0 | 0 | 0 | 0 | 0 | 0 | 0 | 0 | 0 | 0 | 30 | 0.35 |  |  | 1 | 2007Q4 | 2007 | 2007-10-01 | 3.2096 | 3.2096 | 3.2096 | 100% | 100% | 100% | 0% |  | 0% | 0 |  |  |  | 0 | 3.2096 | 3.2096 | 3.075% | 2.4 | 3.075% | 3.1801 | 2.6656 | 0 |  | 2006-08-01 | 2.4279 | 2.0556 | 2.8447 | 2.4084
2005-01-01 | 38.5009 | [5 empty] | 2007-06-01 | 0 | 0 | 0 | 0 | 0 | 0 | 0 | 0 | 0 | 0 | 0 | 0 | 0 | 0 | 0 | 0 | 0 | 0 | 0 | 0 | 0 | 0 | 31 | 0.35 |  |  | 1 | 2007Q4 | 2007 | 2007-11-01 | 3.3443 | 3.3443 | 3.3443 | 100% | 100% | 100% | 0% |  | 0% | 0 |  |  |  | 0 | 3.3443 | 3.3443 | 3.075% | 2.4 | 3.075% | 3.3424 | 2.736 | 0 |  | 2006-09-01 | 2.5097 | 2.1135 | 2.9406 | 2.4763
2005-02-01 | 31.8747 | [5 empty] | 2007-07-01 | 0 | 0 | 0 | 0 | 0 | 0 | 0 | 0 | 0 | 0 | 0 | 0 | 0 | 0 | 0 | 0 | 0 | 0 | 0 | 0 | 0 | 0 | 31 | 0.35 |  |  | 1 | 2007Q4 | 2007 | 2007-12-01 | 3.4865 | 3.4865 | 3.4865 | 100% | 100% | 100% | 0% |  | 0% | 0 |  |  |  | 0 | 3.4865 | 3.4865 | 3.075% | 2.4 | 3.075% | 3.4131 | 2.7934 | 0 |  | 2006-10-01 | 2.6175 | 2.1747 | 3.0668 | 2.548
2005-03-01 | 28.0579 | [5 empty] | 2007-08-01 | 0 | 0 | 0 | 0 | 0 | 0 | 0 | 0 | 0 | 0 | 0 | 0 | 0 | 0 | 0 | 0 | 0 | 0 | 0 | 0 | 0 | 0 | 31 | 0.35 |  |  | 1 | 2008Q1 | 2008 | 2008-01-01 | 3.3414 | 3.3414 | 3.3414 | 100% | 100% | 100% | 0% |  | 0% | 0 |  |  |  | 0 | 3.3414 | 3.3414 | 2.986% | 2.4 | 2.986% | 3.3849 | 2.9743 | 0 |  | 2006-11-01 | 2.7511 | 2.2321 | 3.2233 | 2.6153
2005-04-01 | 28.7945 | [5 empty] | 2007-09-01 | 0 | 0 | 0 | 0 | 0 | 0 | 0 | 0 | 0 | 0 | 0 | 0 | 0 | 0 | 0 | 0 | 0 | 0 | 0 | 0 | 0 | 0 | 32 | 0.35 |  |  | 1 | 2008Q1 | 2008 | 2008-02-01 | 3.0862 | 3.0862 | 3.0862 | 100% | 100% | 100% | 0% |  | 0% | 0 |  |  |  | 0 | 3.0862 | 3.0862 | 2.986% | 2.4 | 2.986% | 3.1295 | 2.7703 | 0 |  | 2006-12-01 | 2.8092 | 2.2789 | 3.2914 | 2.6701
2005-05-01 | 29.2416 | [5 empty] | 2007-10-01 | 0 | 0 | 0 | 0 | 0 | 0 | 0 | 0 | 0 | 0 | 0 | 0 | 0 | 0 | 0 | 0 | 0 | 0 | 0 | 0 | 0 | 0 | 32 | 0.35 |  |  | 1 | 2008Q1 | 2008 | 2008-03-01 | 2.9207 | 2.9207 | 2.9207 | 100% | 100% | 100% | 0% |  | 0% | 0 |  |  |  | 0 | 2.9207 | 2.9207 | 2.992% | 2.4 | 2.992% | 3.0366 | 2.6328 | 0 |  | 2007-01-01 | 2.7284 | 2.3844 | 3.2607 | 2.8496
2005-06-01 | 27.3198 | [5 empty] | 2007-11-01 | 0 | 0 | 0 | 0 | 0 | 0 | 0 | 0 | 0 | 0 | 0 | 0 | 0 | 0 | 0 | 0 | 0 | 0 | 0 | 0 | 0 | 0 | 32 | 0.35 |  |  | 1 | 2008Q2 | 2008 | 2008-04-01 | 2.8331 | 2.8331 | 2.8331 | 100% | 100% | 100% | 0% |  | 0% | 0 |  |  |  | 0 | 2.8331 | 2.8331 | 2.992% | 2.4 | 2.992% | 2.9763 | 2.5528 | 0 |  | 2007-02-01 | 2.5225 | 2.221 | 3.0146 | 2.6543
2005-07-01 | 40.5029 | [5 empty] | 2007-12-01 | 0 | 0 | 0 | 0 | 0 | 0 | 0 | 0 | 0 | 0 | 0 | 0 | 0 | 0 | 0 | 0 | 0 | 0 | 0 | 0 | 0 | 0 | 33 | 0.35 |  |  | 1 | 2008Q2 | 2008 | 2008-05-01 | 2.8117 | 2.8117 | 2.8117 | 100% | 100% | 100% | 0% |  | 0% | 0 |  |  |  | 0 | 2.8117 | 2.8117 | 2.992% | 2.4 | 2.992% | 2.9488 | 2.5214 | 0 |  | 2007-03-01 | 2.4476 | 2.1107 | 2.9251 | 2.5225
2005-08-01 | 57.0768 | [5 empty] | 2008-01-01 | 0 | 0 | 0 | 0 | 0 | 0 | 0 | 0 | 0 | 0 | 0 | 0 | 0 | 0 | 0 | 0 | 0 | 0 | 0 | 0 | 0 | 0 | 33 | 0.35 |  |  | 1 | 2008Q2 | 2008 | 2008-06-01 | 2.8457 | 2.8457 | 2.8457 | 100% | 100% | 100% | 0% |  | 0% | 0 |  |  |  | 0 | 2.8457 | 2.8457 | 2.992% | 2.4 | 2.992% | 2.9539 | 2.5297 | 0 |  | 2007-04-01 | 2.3991 | 2.0466 | 2.8671 | 2.4458
2005-09-01 | 46.5797 | [5 empty] | 2008-02-01 | 0 | 0 | 0 | 0 | 0 | 0 | 0 | 0 | 0 | 0 | 0 | 0 | 0 | 0 | 0 | 0 | 0 | 0 | 0 | 0 | 0 | 0 | 33 | 0.35 |  |  | 1 | 2008Q3 | 2008 | 2008-07-01 | 2.9233 | 2.9233 | 2.9233 | 100% | 100% | 100% | 0% |  | 0% | 0 |  |  |  | 0 | 2.9233 | 2.9233 | 2.992% | 2.4 | 2.992% | 2.9917 | 2.5688 | 0 |  | 2007-05-01 | 2.3769 | 2.0214 | 2.8406 | 2.4157
2005-10-01 | 40.5904 | [5 empty] | 2008-03-01 | 0 | 0 | 0 | 0 | 0 | 0 | 0 | 0 | 0 | 0 | 0 | 0 | 0 | 0 | 0 | 0 | 0 | 0 | 0 | 0 | 0 | 0 | 34 | 0.35 |  |  | 1 | 2008Q3 | 2008 | 2008-08-01 | 3.0337 | 3.0337 | 3.0337 | 100% | 100% | 100% | 0% |  | 0% | 0 |  |  |  | 0 | 3.0337 | 3.0337 | 2.992% | 2.4 | 2.992% | 3.0622 | 2.6299 | 0 |  | 2007-06-01 | 2.381 | 2.028 | 2.8455 | 2.4237
2005-11-01 | 43.2172 | [5 empty] | 2008-04-01 | 0 | 0 | 0 | 0 | 0 | 0 | 0 | 0 | 0 | 0 | 0 | 0 | 0 | 0 | 0 | 0 | 0 | 0 | 0 | 0 | 0 | 0 | 34 | 0.35 |  |  | 1 | 2008Q3 | 2008 | 2008-09-01 | 3.165 | 3.165 | 3.165 | 100% | 100% | 100% | 0% |  | 0% | 0 |  |  |  | 0 | 3.165 | 3.165 | 2.992% | 2.4 | 2.992% | 3.1654 | 2.704 | 0 |  | 2007-07-01 | 2.4115 | 2.0594 | 2.8819 | 2.4612
2005-12-01 | 42.7215 | [5 empty] | 2008-05-01 | 0 | 0 | 0 | 0 | 0 | 0 | 0 | 0 | 0 | 0 | 0 | 0 | 0 | 0 | 0 | 0 | 0 | 0 | 0 | 0 | 0 | 0 | 34 | 0.35 |  |  | 1 | 2008Q4 | 2008 | 2008-10-01 | 3.3056 | 3.3056 | 3.3056 | 100% | 100% | 100% | 0% |  | 0% | 0 |  |  |  | 0 | 3.3056 | 3.3056 | 2.992% | 2.4 | 2.992% | 3.3012 | 2.7822 | 0 |  | 2007-08-01 | 2.4683 | 2.1083 | 2.9498 | 2.5197
2006-01-01 | 41.6901 | [5 empty] | 2008-06-01 | 0 | 0 | 0 | 0 | 0 | 0 | 0 | 0 | 0 | 0 | 0 | 0 | 0 | 0 | 0 | 0 | 0 | 0 | 0 | 0 | 0 | 0 | 35 | 0.35 |  |  | 1 | 2008Q4 | 2008 | 2008-11-01 | 3.4443 | 3.4443 | 3.4443 | 100% | 100% | 100% | 0% |  | 0% | 0 |  |  |  | 0 | 3.4443 | 3.4443 | 2.992% | 2.4 | 2.992% | 3.4698 | 2.8557 | 0 |  | 2007-09-01 | 2.5515 | 2.1677 | 3.0492 | 2.5906
2006-02-01 | 32.3636 | [5 empty] | 2008-07-01 | 0 | 0 | 0 | 0 | 0 | 0 | 0 | 0 | 0 | 0 | 0 | 0 | 0 | 0 | 0 | 0 | 0 | 0 | 0 | 0 | 0 | 0 | 35 | 0.35 |  |  | 1 | 2008Q4 | 2008 | 2008-12-01 | 3.5908 | 3.5908 | 3.5908 | 100% | 100% | 100% | 0% |  | 0% | 0 |  |  |  | 0 | 3.5908 | 3.5908 | 2.992% | 2.4 | 2.992% | 3.5431 | 2.9156 | 0 |  | 2007-10-01 | 2.661 | 2.2305 | 3.1801 | 2.6656
2006-03-01 | 30.3773 | [5 empty] | 2008-08-01 | 0 | 0 | 0 | 0 | 0 | 0 | 0 | 0 | 0 | 0 | 0 | 0 | 0 | 0 | 0 | 0 | 0 | 0 | 0 | 0 | 0 | 0 | 35 | 0.35 |  |  | 1 | 2009Q1 | 2009 | 2009-01-01 | 3.4318 | 3.4318 | 3.4318 | 100% | 100% | 100% | 0% |  | 0% | 0 |  |  |  | 0 | 3.4318 | 3.4318 | 2.703% | 2.4 | 2.703% | 3.5074 | 3.0664 | 0 |  | 2007-11-01 | 2.7968 | 2.2894 | 3.3424 | 2.736
2006-04-01 | 29.9471 | [5 empty] | 2008-09-01 | 0 | 0 | 0 | 0 | 0 | 0 | 0 | 0 | 0 | 0 | 0 | 0 | 0 | 0 | 0 | 0 | 0 | 0 | 0 | 0 | 0 | 0 | 36 | 0.35 |  |  | 1 | 2009Q1 | 2009 | 2009-02-01 | 3.1696 | 3.1696 | 3.1696 | 100% | 100% | 100% | 0% |  | 0% | 0 |  |  |  | 0 | 3.1696 | 3.1696 | 2.703% | 2.4 | 2.703% | 3.2427 | 2.8562 | 0 |  | 2007-12-01 | 2.8559 | 2.3374 | 3.4131 | 2.7934
2006-05-01 | 29.9609 | [5 empty] | 2008-10-01 | 0 | 0 | 0 | 0 | 0 | 0 | 0 | 0 | 0 | 0 | 0 | 0 | 0 | 0 | 0 | 0 | 0 | 0 | 0 | 0 | 0 | 0 | 36 | 0.35 |  |  | 1 | 2009Q1 | 2009 | 2009-03-01 | 2.9995 | 2.9995 | 2.9995 | 100% | 100% | 100% | 0% |  | 0% | 0 |  |  |  | 0 | 2.9995 | 2.9995 | 2.698% | 2.4 | 2.698% | 3.1464 | 2.7144 | 0 |  | 2008-01-01 | 2.7768 | 2.4399 | 3.3849 | 2.9743
2006-06-01 | 29.4154 | [5 empty] | 2008-11-01 | 0 | 0 | 0 | 0 | 0 | 0 | 0 | 0 | 0 | 0 | 0 | 0 | 0 | 0 | 0 | 0 | 0 | 0 | 0 | 0 | 0 | 0 | 36 | 0.35 |  |  | 1 | 2009Q2 | 2009 | 2009-04-01 | 2.9095 | 2.9095 | 2.9095 | 100% | 100% | 100% | 0% |  | 0% | 0 |  |  |  | 0 | 2.9095 | 2.9095 | 2.698% | 2.4 | 2.698% | 3.084 | 2.6319 | 0 |  | 2008-02-01 | 2.5673 | 2.2726 | 3.1295 | 2.7703
2006-07-01 | 42.4823 | [5 empty] | 2008-12-01 | 0 | 0 | 0 | 0 | 0 | 0 | 0 | 0 | 0 | 0 | 0 | 0 | 0 | 0 | 0 | 0 | 0 | 0 | 0 | 0 | 0 | 0 | 37 | 0.35 |  |  | 1 | 2009Q2 | 2009 | 2009-05-01 | 2.8876 | 2.8876 | 2.8876 | 100% | 100% | 100% | 0% |  | 0% | 0 |  |  |  | 0 | 2.8876 | 2.8876 | 2.698% | 2.4 | 2.698% | 3.0555 | 2.5995 | 0 |  | 2008-03-01 | 2.491 | 2.1598 | 3.0366 | 2.6328
2006-08-01 | 60.945 | [5 empty] | 2009-01-01 | 0 | 0 | 0 | 0 | 0 | 0 | 0 | 0 | 0 | 0 | 0 | 0 | 0 | 0 | 0 | 0 | 0 | 0 | 0 | 0 | 0 | 0 | 37 | 0.35 |  |  | 1 | 2009Q2 | 2009 | 2009-06-01 | 2.9224 | 2.9224 | 2.9224 | 100% | 100% | 100% | 0% |  | 0% | 0 |  |  |  | 0 | 2.9224 | 2.9224 | 2.698% | 2.4 | 2.698% | 3.0608 | 2.6081 | 0 |  | 2008-04-01 | 2.4416 | 2.0942 | 2.9763 | 2.5528
2006-09-01 | 49.3208 | [5 empty] | 2009-02-01 | 0 | 0 | 0 | 0 | 0 | 0 | 0 | 0 | 0 | 0 | 0 | 0 | 0 | 0 | 0 | 0 | 0 | 0 | 0 | 0 | 0 | 0 | 37 | 0.35 |  |  | 1 | 2009Q3 | 2009 | 2009-07-01 | 3.0022 | 3.0022 | 3.0022 | 100% | 100% | 100% | 0% |  | 0% | 0 |  |  |  | 0 | 3.0022 | 3.0022 | 2.698% | 2.4 | 2.698% | 3.1 | 2.6484 | 0 |  | 2008-05-01 | 2.419 | 2.0684 | 2.9488 | 2.5214
2006-10-01 | 42.9834 | [5 empty] | 2009-03-01 | 0 | 0 | 0 | 0 | 0 | 0 | 0 | 0 | 0 | 0 | 0 | 0 | 0 | 0 | 0 | 0 | 0 | 0 | 0 | 0 | 0 | 0 | 38 | 0.35 |  |  | 1 | 2009Q3 | 2009 | 2009-08-01 | 3.1155 | 3.1155 | 3.1155 | 100% | 100% | 100% | 0% |  | 0% | 0 |  |  |  | 0 | 3.1155 | 3.1155 | 2.698% | 2.4 | 2.698% | 3.173 | 2.7114 | 0 |  | 2008-06-01 | 2.4232 | 2.0752 | 2.9539 | 2.5297
2006-11-01 | 45.7114 | [5 empty] | 2009-04-01 | 0 | 0 | 0 | 0 | 0 | 0 | 0 | 0 | 0 | 0 | 0 | 0 | 0 | 0 | 0 | 0 | 0 | 0 | 0 | 0 | 0 | 0 | 38 | 0.35 |  |  | 1 | 2009Q3 | 2009 | 2009-09-01 | 3.2504 | 3.2504 | 3.2504 | 100% | 100% | 100% | 0% |  | 0% | 0 |  |  |  | 0 | 3.2504 | 3.2504 | 2.698% | 2.4 | 2.698% | 3.2799 | 2.7878 | 0 |  | 2008-07-01 | 2.4542 | 2.1073 | 2.9917 | 2.5688
2006-12-01 | 43.045 | [5 empty] | 2009-05-01 | 0 | 0 | 0 | 0 | 0 | 0 | 0 | 0 | 0 | 0 | 0 | 0 | 0 | 0 | 0 | 0 | 0 | 0 | 0 | 0 | 0 | 0 | 38 | 0.35 |  |  | 1 | 2009Q4 | 2009 | 2009-10-01 | 3.3948 | 3.3948 | 3.3948 | 100% | 100% | 100% | 0% |  | 0% | 0 |  |  |  | 0 | 3.3948 | 3.3948 | 2.698% | 2.4 | 2.698% | 3.4207 | 2.8684 | 0 |  | 2008-08-01 | 2.5121 | 2.1574 | 3.0622 | 2.6299
2007-01-01 | 42.0058 | [5 empty] | 2009-06-01 | 0 | 0 | 0 | 0 | 0 | 0 | 0 | 0 | 0 | 0 | 0 | 0 | 0 | 0 | 0 | 0 | 0 | 0 | 0 | 0 | 0 | 0 | 39 | 0.35 |  |  | 1 | 2009Q4 | 2009 | 2009-11-01 | 3.5373 | 3.5373 | 3.5373 | 100% | 100% | 100% | 0% |  | 0% | 0 |  |  |  | 0 | 3.5373 | 3.5373 | 2.698% | 2.4 | 2.698% | 3.5953 | 2.9442 | 0 |  | 2008-09-01 | 2.5967 | 2.2182 | 3.1654 | 2.704
2007-02-01 | 35.6976 | [5 empty] | 2009-07-01 | 0 | 0 | 0 | 0 | 0 | 0 | 0 | 0 | 0 | 0 | 0 | 0 | 0 | 0 | 0 | 0 | 0 | 0 | 0 | 0 | 0 | 0 | 39 | 0.35 |  |  | 1 | 2009Q4 | 2009 | 2009-12-01 | 3.6877 | 3.6877 | 3.6877 | 100% | 100% | 100% | 0% |  | 0% | 0 |  |  |  | 0 | 3.6877 | 3.6877 | 2.698% | 2.4 | 2.698% | 3.6713 | 3.0059 | 0 |  | 2008-10-01 | 2.7082 | 2.2824 | 3.3012 | 2.7822
2007-03-01 | 33.114 | [5 empty] | 2009-08-01 | 0 | 0 | 0 | 0 | 0 | 0 | 0 | 0 | 0 | 0 | 0 | 0 | 0 | 0 | 0 | 0 | 0 | 0 | 0 | 0 | 0 | 0 | 39 | 0.35 |  |  | 1 | 2010Q1 | 2010 | 2010-01-01 | 3.522 | 3.522 | 3.522 | 100% | 100% | 100% | 0% |  | 0% | 0 |  |  |  | 0 | 3.522 | 3.522 | 2.628% | 2.4 | 2.628% | 3.6508 | 3.0985 | 0 |  | 2008-11-01 | 2.8464 | 2.3427 | 3.4698 | 2.8557
2007-04-01 | 31.5335 | [5 empty] | 2009-09-01 | 0 | 0 | 0 | 0 | 0 | 0 | 0 | 0 | 0 | 0 | 0 | 0 | 0 | 0 | 0 | 0 | 0 | 0 | 0 | 0 | 0 | 0 | 40 | 0.35 |  |  |  | 2010Q1 | 2010 | 2010-02-01 | 3.2529 | 3.2529 | 3.2529 | 100% | 100% | 100% | 0% |  | 0% | 0 |  |  |  | 0 | 3.2529 | 3.2529 | 2.628% | 2.4 | 2.628% | 3.3753 | 2.8861 | 0 | 10 | 2008-12-01 | 2.9065 | 2.3918 | 3.5431 | 2.9156
2007-05-01 | 32.4079 | [5 empty] | 2009-10-01 | 0 | 0 | 0 | 0 | 0 | 0 | 0 | 0 | 0 | 0 | 0 | 0 | 0 | 0 | 0 | 0 | 0 | 0 | 0 | 0 | 0 | 0 | 40 | 0.35 |  |  |  | 2010Q1 | 2010 | 2010-03-01 | 3.0783 | 3.0783 | 3.0783 | 100% | 100% | 100% | 0% |  | 0% | 0 |  |  |  | 0 | 3.0783 | 3.0783 | 2.628% | 2.4 | 2.628% | 3.2751 | 2.7428 | 0 |  | 2009-01-01 | 2.8208 | 2.4662 | 3.5074 | 3.0664
2007-06-01 | 31.5618 | [5 empty] | 2009-11-01 | 0 | 0 | 0 | 0 | 0 | 0 | 0 | 0 | 0 | 0 | 0 | 0 | 0 | 0 | 0 | 0 | 0 | 0 | 0 | 0 | 0 | 0 | 40 | 0.35 |  |  |  | 2010Q2 | 2010 | 2010-04-01 | 2.986 | 2.986 | 2.986 | 100% | 100% | 100% | 0% |  | 0% | 0 |  |  |  | 0 | 2.986 | 2.986 | 2.628% | 2.4 | 2.628% | 3.2101 | 2.6594 | 0 |  | 2009-02-01 | 2.608 | 2.2971 | 3.2427 | 2.8562
2007-07-01 | 46.2982 | [5 empty] | 2009-12-01 | 0 | 0 | 0 | 0 | 0 | 0 | 0 | 0 | 0 | 0 | 0 | 0 | 0 | 0 | 0 | 0 | 0 | 0 | 0 | 0 | 0 | 0 | 41 | 0.35 |  |  |  | 2010Q2 | 2010 | 2010-05-01 | 2.9634 | 2.9634 | 2.9634 | 100% | 100% | 100% | 0% |  | 0% | 0 |  |  |  | 0 | 2.9634 | 2.9634 | 2.628% | 2.9634 | 2.628% | 3.1804 | 2.6267 | 0 |  | 2009-03-01 | 2.5306 | 2.1831 | 3.1464 | 2.7144
2007-08-01 | 65.2747 | [5 empty] | 2010-01-01 | 0 | 0 | 0 | 0 | 0 | 0 | 0 | 0 | 0 | 0 | 0 | 0 | 0 | 0 | 0 | 0 | 0 | 0 | 0 | 0 | 0 | 0 | 41 | 0.35 |  |  |  | 2010Q2 | 2010 | 2010-06-01 | 2.9992 | 2.9992 | 2.9992 | 100% | 100% | 100% | 0% |  | 0% | 0 |  |  |  | 0 | 2.9992 | 2.9992 | 2.628% | 2.9992 | 2.628% | 3.1859 | 2.6353 | 0 |  | 2009-04-01 | 2.4804 | 2.1167 | 3.084 | 2.6319
2007-09-01 | 51.6728 | [5 empty] | 2010-02-01 | 0 | 0 | 0 | 0 | 0 | 0 | 0 | 0 | 0 | 0 | 0 | 0 | 0 | 0 | 0 | 0 | 0 | 0 | 0 | 0 | 0 | 0 | 41 | 0.35 |  |  |  | 2010Q3 | 2010 | 2010-07-01 | 3.0811 | 3.0811 | 3.0811 | 100% | 100% | 100% | 0% |  | 0% | 0 |  |  |  | 0 | 3.0811 | 3.0811 | 2.628% | 3.0811 | 2.628% | 3.2267 | 2.6761 | 0 |  | 2009-05-01 | 2.4574 | 2.0907 | 3.0555 | 2.5995
2007-10-01 | 43.7645 | [5 empty] | 2010-03-01 | 0 | 0 | 0 | 0 | 0 | 0 | 0 | 0 | 0 | 0 | 0 | 0 | 0 | 0 | 0 | 0 | 0 | 0 | 0 | 0 | 0 | 0 | 42 | 0.35 |  |  |  | 2010Q3 | 2010 | 2010-08-01 | 3.1974 | 3.1974 | 3.1974 | 100% | 100% | 100% | 0% |  | 0% | 0 |  |  |  | 0 | 3.1974 | 3.1974 | 2.628% | 3.1974 | 2.628% | 3.3027 | 2.7397 | 0 |  | 2009-06-01 | 2.4617 | 2.0976 | 3.0608 | 2.6081
2007-11-01 | 46.7253 | [5 empty] | 2010-04-01 | 0 | 0 | 0 | 0 | 0 | 0 | 0 | 0 | 0 | 0 | 0 | 0 | 0 | 0 | 0 | 0 | 0 | 0 | 0 | 0 | 0 | 0 | 42 | 0.35 |  |  |  | 2010Q3 | 2010 | 2010-09-01 | 3.3358 | 3.3358 | 3.3358 | 100% | 100% | 100% | 0% |  | 0% | 0 |  |  |  | 0 | 3.3358 | 3.3358 | 2.628% | 3.3358 | 2.628% | 3.414 | 2.8169 | 0 |  | 2009-07-01 | 2.4932 | 2.13 | 3.1 | 2.6484
2007-12-01 | 47.6441 | [5 empty] | 2010-05-01 | 0 | 0 | 0 | 0 | 0 | 0 | 0 | 0 | 0 | 0 | 0 | 0 | 0 | 0 | 0 | 0 | 0 | 0 | 0 | 0 | 0 | 0 | 42 | 0.35 |  |  |  | 2010Q4 | 2010 | 2010-10-01 | 3.4841 | 3.4841 | 3.4841 | 100% | 100% | 100% | 0% |  | 0% | 0 |  |  |  | 0 | 3.4841 | 3.4841 | 2.628% | 3.4841 | 2.628% | 3.5606 | 2.8984 | 0 |  | 2009-08-01 | 2.5519 | 2.1806 | 3.173 | 2.7114
2008-01-01 | 43.4648 | [5 empty] | 2010-06-01 | 0 | 0 | 0 | 0 | 0 | 0 | 0 | 0 | 0 | 0 | 0 | 0 | 0 | 0 | 0 | 0 | 0 | 0 | 0 | 0 | 0 | 0 | 43 | 0.35 |  |  |  | 2010Q4 | 2010 | 2010-11-01 | 3.6302 | 3.6302 | 3.6302 | 100% | 100% | 100% | 0% |  | 0% | 0 |  |  |  | 0 | 3.6302 | 3.6302 | 2.628% | 3.6302 | 2.628% | 3.7423 | 2.975 | 0 |  | 2009-09-01 | 2.6379 | 2.2421 | 3.2799 | 2.7878
2008-02-01 | 35.2263 | [5 empty] | 2010-07-01 | 0 | 0 | 0 | 0 | 0 | 0 | 0 | 0 | 0 | 0 | 0 | 0 | 0 | 0 | 0 | 0 | 0 | 0 | 0 | 0 | 0 | 0 | 43 | 0.35 |  |  |  | 2010Q4 | 2010 | 2010-12-01 | 3.7846 | 3.7846 | 3.7846 | 100% | 100% | 100% | 0% |  | 0% | 0 |  |  |  | 0 | 3.7846 | 3.7846 | 2.628% | 3.7846 | 2.628% | 3.8214 | 3.0374 | 0 |  | 2009-10-01 | 2.7511 | 2.307 | 3.4207 | 2.8684
2008-03-01 | 34.0242 | [5 empty] | 2010-08-01 | 0 | 0 | 0 | 0 | 0 | 0 | 0 | 0 | 0 | 0 | 0 | 0 | 0 | 0 | 0 | 0 | 0 | 0 | 0 | 0 | 0 | 0 | 43 | 0.35 |  |  |  | 2011Q1 | 2011 | 2011-01-01 | 3.6077 | 3.6077 | 3.6077 | 100% | 100% | 100% | 0% |  | 0% | 0 |  |  |  | 0 | 3.6077 | 3.6077 | 2.435% | 3.6077 | 2.435% | 3.7776 | 3.226 | 0 |  | 2009-11-01 | 2.8916 | 2.3679 | 3.5953 | 2.9442
2008-04-01 | 32.4214 | [5 empty] | 2010-09-01 | 0 | 0 | 0 | 0 | 0 | 0 | 0 | 0 | 0 | 0 | 0 | 0 | 0 | 0 | 0 | 0 | 0 | 0 | 0 | 0 | 0 | 0 | 44 | 0.35 |  |  |  | 2011Q1 | 2011 | 2011-02-01 | 3.3322 | 3.3322 | 3.3322 | 100% | 100% | 100% | 0% |  | 0% | 0 |  |  |  | 0 | 3.3322 | 3.3322 | 2.435% | 3.3322 | 2.435% | 3.4926 | 3.0048 | 0 |  | 2009-12-01 | 2.9527 | 2.4176 | 3.6713 | 3.0059
2008-05-01 | 33.7861 | [5 empty] | 2010-10-01 | 0 | 0 | 0 | 0 | 0 | 0 | 0 | 0 | 0 | 0 | 0 | 0 | 0 | 0 | 0 | 0 | 0 | 0 | 0 | 0 | 0 | 0 | 44 | 0.35 |  |  |  | 2011Q1 | 2011 | 2011-03-01 | 3.1533 | 3.1533 | 3.1533 | 100% | 100% | 100% | 0% |  | 0% | 0 |  |  |  | 0 | 3.1533 | 3.1533 | 2.435% | 3.1533 | 2.435% | 3.3889 | 2.8557 | 0 |  | 2010-01-01 | 2.8786 | 2.4431 | 3.6508 | 3.0985
2008-06-01 | 33.9325 | [5 empty] | 2010-11-01 | 0 | 0 | 0 | 0 | 0 | 0 | 0 | 0 | 0 | 0 | 0 | 0 | 0 | 0 | 0 | 0 | 0 | 0 | 0 | 0 | 0 | 0 | 44 | 0.35 |  |  |  | 2011Q2 | 2011 | 2011-04-01 | 3.0587 | 3.0587 | 3.0587 | 100% | 100% | 100% | 0% |  | 0% | 0 |  |  |  | 0 | 3.0587 | 3.0587 | 2.435% | 3.0587 | 2.435% | 3.3217 | 2.7689 | 0 |  | 2010-02-01 | 2.6614 | 2.2756 | 3.3753 | 2.8861
2008-07-01 | 47.5157 | [5 empty] | 2010-12-01 | 0 | 0 | 0 | 0 | 0 | 0 | 0 | 0 | 0 | 0 | 0 | 0 | 0 | 0 | 0 | 0 | 0 | 0 | 0 | 0 | 0 | 0 | 45 | 0.35 |  |  |  | 2011Q2 | 2011 | 2011-05-01 | 3.0356 | 3.0356 | 3.0356 | 100% | 100% | 100% | 0% |  | 0% | 0 |  |  |  | 0 | 3.0356 | 3.0356 | 2.435% | 3.0356 | 2.435% | 3.2909 | 2.7348 | 0 |  | 2010-03-01 | 2.5824 | 2.1627 | 3.2751 | 2.7428
2008-08-01 | 81.137 | [5 empty] | 2011-01-01 | 0 | 0 | 0 | 0 | 0 | 0 | 0 | 0 | 0 | 0 | 0 | 0 | 0 | 0 | 0 | 0 | 0 | 0 | 0 | 0 | 0 | 0 | 45 | 0.35 |  |  |  | 2011Q2 | 2011 | 2011-06-01 | 3.0723 | 3.0723 | 3.0723 | 100% | 100% | 100% | 0% |  | 0% | 0 |  |  |  | 0 | 3.0723 | 3.0723 | 2.435% | 3.0723 | 2.435% | 3.2966 | 2.7438 | 0 |  | 2010-04-01 | 2.5312 | 2.0969 | 3.2101 | 2.6594
2008-09-01 | 52.6367 | [5 empty] | 2011-02-01 | 0 | 0 | 0 | 0 | 0 | 0 | 0 | 0 | 0 | 0 | 0 | 0 | 0 | 0 | 0 | 0 | 0 | 0 | 0 | 0 | 0 | 0 | 45 | 0.35 |  |  |  | 2011Q3 | 2011 | 2011-07-01 | 3.1561 | 3.1561 | 3.1561 | 100% | 100% | 100% | 0% |  | 0% | 0 |  |  |  | 0 | 3.1561 | 3.1561 | 2.435% | 3.1561 | 2.435% | 3.3388 | 2.7862 | 0 |  | 2010-05-01 | 2.5077 | 2.0711 | 3.1804 | 2.6267
2008-10-01 | 43.5053 | [5 empty] | 2011-03-01 | 0 | 0 | 0 | 0 | 0 | 0 | 0 | 0 | 0 | 0 | 0 | 0 | 0 | 0 | 0 | 0 | 0 | 0 | 0 | 0 | 0 | 0 | 46 | 0.35 |  |  |  | 2011Q3 | 2011 | 2011-08-01 | 3.2752 | 3.2752 | 3.2752 | 100% | 100% | 100% | 0% |  | 0% | 0 |  |  |  | 0 | 3.2752 | 3.2752 | 2.435% | 3.2752 | 2.435% | 3.4175 | 2.8525 | 0 |  | 2010-06-01 | 2.5121 | 2.0779 | 3.1859 | 2.6353
2008-11-01 | 48.4558 | [5 empty] | 2011-04-01 | 0 | 0 | 0 | 0 | 0 | 0 | 0 | 0 | 0 | 0 | 0 | 0 | 0 | 0 | 0 | 0 | 0 | 0 | 0 | 0 | 0 | 0 | 46 | 0.35 |  |  |  | 2011Q3 | 2011 | 2011-09-01 | 3.417 | 3.417 | 3.417 | 100% | 100% | 100% | 0% |  | 0% | 0 |  |  |  | 0 | 3.417 | 3.417 | 2.435% | 3.417 | 2.435% | 3.5327 | 2.9328 | 0 |  | 2010-07-01 | 2.5442 | 2.1101 | 3.2267 | 2.6761
2008-12-01 | 47.4169 | [5 empty] | 2011-05-01 | 0 | 0 | 0 | 0 | 0 | 0 | 0 | 0 | 0 | 0 | 0 | 0 | 0 | 0 | 0 | 0 | 0 | 0 | 0 | 0 | 0 | 0 | 46 | 0.35 |  |  |  | 2011Q4 | 2011 | 2011-10-01 | 3.5689 | 3.5689 | 3.5689 | 100% | 100% | 100% | 0% |  | 0% | 0 |  |  |  | 0 | 3.5689 | 3.5689 | 2.435% | 3.5689 | 2.435% | 3.6843 | 3.0177 | 0 |  | 2010-08-01 | 2.6042 | 2.1602 | 3.3027 | 2.7397
2009-01-01 | 42.7634 | [5 empty] | 2011-06-01 | 0 | 0 | 0 | 0 | 0 | 0 | 0 | 0 | 0 | 0 | 0 | 0 | 0 | 0 | 0 | 0 | 0 | 0 | 0 | 0 | 0 | 0 | 47 | 0.35 |  |  |  | 2011Q4 | 2011 | 2011-11-01 | 3.7186 | 3.7186 | 3.7186 | 100% | 100% | 100% | 0% |  | 0% | 0 |  |  |  | 0 | 3.7186 | 3.7186 | 2.435% | 3.7186 | 2.435% | 3.8724 | 3.0974 | 0 |  | 2010-09-01 | 2.6919 | 2.2211 | 3.414 | 2.8169
2009-02-01 | 37.6074 | [5 empty] | 2011-07-01 | 0 | 0 | 0 | 0 | 0 | 0 | 0 | 0 | 0 | 0 | 0 | 0 | 0 | 0 | 0 | 0 | 0 | 0 | 0 | 0 | 0 | 0 | 47 | 0.35 |  |  |  | 2011Q4 | 2011 | 2011-12-01 | 3.8768 | 3.8768 | 3.8768 | 100% | 100% | 100% | 0% |  | 0% | 0 |  |  |  | 0 | 3.8768 | 3.8768 | 2.435% | 3.8768 | 2.435% | 3.9542 | 3.1624 | 0 |  | 2010-10-01 | 2.8075 | 2.2854 | 3.5606 | 2.8984
2009-03-01 | 34.6498 | [5 empty] | 2011-08-01 | 0 | 0 | 0 | 0 | 0 | 0 | 0 | 0 | 0 | 0 | 0 | 0 | 0 | 0 | 0 | 0 | 0 | 0 | 0 | 0 | 0 | 0 | 47 | 0.35 |  |  |  | 2012Q1 | 2012 | 2012-01-01 | 3.6933 | 3.6933 | 3.6933 | 100% | 100% | 100% | 0% |  | 0% | 0 |  |  |  | 0 | 3.6933 | 3.6933 | 2.372% | 3.6933 | 2.372% | 3.917 | 3.2961 | 0 |  | 2010-11-01 | 2.9508 | 2.3458 | 3.7423 | 2.975
2009-04-01 | 34.1174 | [5 empty] | 2011-09-01 | 0 | 0 | 0 | 0 | 0 | 0 | 0 | 0 | 0 | 0 | 0 | 0 | 0 | 0 | 0 | 0 | 0 | 0 | 0 | 0 | 0 | 0 | 48 | 0.35 |  |  |  | 2012Q1 | 2012 | 2012-02-01 | 3.4112 | 3.4112 | 3.4112 | 100% | 100% | 100% | 0% |  | 0% | 0 |  |  |  | 0 | 3.4112 | 3.4112 | 2.372% | 3.4112 | 2.372% | 3.6214 | 3.0701 | 0 |  | 2010-12-01 | 3.0131 | 2.3949 | 3.8214 | 3.0374
2009-05-01 | 34.6002 | [5 empty] | 2011-10-01 | 0 | 0 | 0 | 0 | 0 | 0 | 0 | 0 | 0 | 0 | 0 | 0 | 0 | 0 | 0 | 0 | 0 | 0 | 0 | 0 | 0 | 0 | 48 | 0.35 |  |  |  | 2012Q1 | 2012 | 2012-03-01 | 3.2282 | 3.2282 | 3.2282 | 100% | 100% | 100% | 0% |  | 0% | 0 |  |  |  | 0 | 3.2282 | 3.2282 | 2.377% | 3.2282 | 2.377% | 3.5139 | 2.9177 | 0 |  | 2011-01-01 | 2.9202 | 2.4938 | 3.7776 | 3.226
2009-06-01 | 34.0967 | [5 empty] | 2011-11-01 | 0 | 0 | 0 | 0 | 0 | 0 | 0 | 0 | 0 | 0 | 0 | 0 | 0 | 0 | 0 | 0 | 0 | 0 | 0 | 0 | 0 | 0 | 48 | 0.35 |  |  |  | 2012Q2 | 2012 | 2012-04-01 | 3.1314 | 3.1314 | 3.1314 | 100% | 100% | 100% | 0% |  | 0% | 0 |  |  |  | 0 | 3.1314 | 3.1314 | 2.377% | 3.1314 | 2.377% | 3.4442 | 2.829 | 0 |  | 2011-02-01 | 2.6999 | 2.3228 | 3.4926 | 3.0048
2009-07-01 | 49.159 | [5 empty] | 2011-12-01 | 0 | 0 | 0 | 0 | 0 | 0 | 0 | 0 | 0 | 0 | 0 | 0 | 0 | 0 | 0 | 0 | 0 | 0 | 0 | 0 | 0 | 0 | 49 | 0.35 |  |  |  | 2012Q2 | 2012 | 2012-05-01 | 3.1078 | 3.1078 | 3.1078 | 100% | 100% | 100% | 0% |  | 0% | 0 |  |  |  | 0 | 3.1078 | 3.1078 | 2.377% | 3.1078 | 2.377% | 3.4123 | 2.7942 | 0 |  | 2011-03-01 | 2.6197 | 2.2075 | 3.3889 | 2.8557
2009-08-01 | 83.0915 | [5 empty] | 2012-01-01 | 0 | 0 | 0 | 0 | 0 | 0 | 0 | 0 | 0 | 0 | 0 | 0 | 0 | 0 | 0 | 0 | 0 | 0 | 0 | 0 | 0 | 0 | 49 | 0.35 |  |  |  | 2012Q2 | 2012 | 2012-06-01 | 3.1453 | 3.1453 | 3.1453 | 100% | 100% | 100% | 0% |  | 0% | 0 |  |  |  | 0 | 3.1453 | 3.1453 | 2.377% | 3.1453 | 2.377% | 3.4182 | 2.8034 | 0 |  | 2011-04-01 | 2.5678 | 2.1404 | 3.3217 | 2.7689
2009-09-01 | 53.7806 | [5 empty] | 2012-02-01 | 0 | 0 | 0 | 0 | 0 | 0 | 0 | 0 | 0 | 0 | 0 | 0 | 0 | 0 | 0 | 0 | 0 | 0 | 0 | 0 | 0 | 0 | 49 | 0.35 |  |  |  | 2012Q3 | 2012 | 2012-07-01 | 3.2312 | 3.2312 | 3.2312 | 100% | 100% | 100% | 0% |  | 0% | 0 |  |  |  | 0 | 3.2312 | 3.2312 | 2.377% | 3.2312 | 2.377% | 3.462 | 2.8468 | 0 |  | 2011-05-01 | 2.544 | 2.1141 | 3.2909 | 2.7348
2009-10-01 | 45.7753 | [5 empty] | 2012-03-01 | 0 | 0 | 0 | 0 | 0 | 0 | 0 | 0 | 0 | 0 | 0 | 0 | 0 | 0 | 0 | 0 | 0 | 0 | 0 | 0 | 0 | 0 | 50 | 0.35 |  |  |  | 2012Q3 | 2012 | 2012-08-01 | 3.3531 | 3.3531 | 3.3531 | 100% | 100% | 100% | 0% |  | 0% | 0 |  |  |  | 0 | 3.3531 | 3.3531 | 2.377% | 3.3531 | 2.377% | 3.5436 | 2.9144 | 0 |  | 2011-06-01 | 2.5484 | 2.121 | 3.2966 | 2.7438
2009-11-01 | 51.0221 | [5 empty] | 2012-04-01 | 0 | 0 | 0 | 0 | 0 | 0 | 0 | 0 | 0 | 0 | 0 | 0 | 0 | 0 | 0 | 0 | 0 | 0 | 0 | 0 | 0 | 0 | 50 | 0.35 |  |  |  | 2012Q3 | 2012 | 2012-09-01 | 3.4983 | 3.4983 | 3.4983 | 100% | 100% | 100% | 0% |  | 0% | 0 |  |  |  | 0 | 3.4983 | 3.4983 | 2.377% | 3.4983 | 2.377% | 3.663 | 2.9966 | 0 |  | 2011-07-01 | 2.581 | 2.1539 | 3.3388 | 2.7862
2009-12-01 | 47.6342 | [5 empty] | 2012-05-01 | 0 | 0 | 0 | 0 | 0 | 0 | 0 | 0 | 0 | 0 | 0 | 0 | 0 | 0 | 0 | 0 | 0 | 0 | 0 | 0 | 0 | 0 | 50 | 0.35 |  |  |  | 2012Q4 | 2012 | 2012-10-01 | 3.6537 | 3.6537 | 3.6537 | 100% | 100% | 100% | 0% |  | 0% | 0 |  |  |  | 0 | 3.6537 | 3.6537 | 2.377% | 3.6537 | 2.377% | 3.8202 | 3.0833 | 0 |  | 2011-08-01 | 2.6418 | 2.205 | 3.4175 | 2.8525
2010-01-01 | 44.4563 | [5 empty] | 2012-06-01 | 0 | 0 | 0 | 0 | 0 | 0 | 0 | 0 | 0 | 0 | 0 | 0 | 0 | 0 | 0 | 0 | 0 | 0 | 0 | 0 | 0 | 0 | 51 | 0.35 |  |  |  | 2012Q4 | 2012 | 2012-11-01 | 3.807 | 3.807 | 3.807 | 100% | 100% | 100% | 0% |  | 0% | 0 |  |  |  | 0 | 3.807 | 3.807 | 2.377% | 3.807 | 2.377% | 4.0152 | 3.1647 | 0 |  | 2011-09-01 | 2.7309 | 2.2672 | 3.5327 | 2.9328
2010-02-01 | 39.3717 | [5 empty] | 2012-07-01 | 0 | 0 | 0 | 0 | 0 | 0 | 0 | 0 | 0 | 0 | 0 | 0 | 0 | 0 | 0 | 0 | 0 | 0 | 0 | 0 | 0 | 0 | 51 | 0.35 |  |  |  | 2012Q4 | 2012 | 2012-12-01 | 3.969 | 3.969 | 3.969 | 100% | 100% | 100% | 0% |  | 0% | 0 |  |  |  | 0 | 3.969 | 3.969 | 2.377% | 3.969 | 2.377% | 4.1 | 3.2311 | 0 |  | 2011-10-01 | 2.8481 | 2.3328 | 3.6843 | 3.0177
2010-03-01 | 35.7608 | [5 empty] | 2012-08-01 | 0 | 0 | 0 | 0 | 0 | 0 | 0 | 0 | 0 | 0 | 0 | 0 | 0 | 0 | 0 | 0 | 0 | 0 | 0 | 0 | 0 | 0 | 51 | 0.35 |  |  |  | 2013Q1 | 2013 | 2013-01-01 | 3.7739 | 3.7739 | 3.7739 | 100% | 100% | 100% | 0% |  | 0% | 0 |  |  |  | 0 | 3.7739 | 3.7739 | 2.183% | 3.7739 | 2.183% | 4.0572 | 3.3631 | 0 |  | 2011-11-01 | 2.9935 | 2.3944 | 3.8724 | 3.0974
2010-04-01 | 34.5205 | [5 empty] | 2012-09-01 | 0 | 0 | 0 | 0 | 0 | 0 | 0 | 0 | 0 | 0 | 0 | 0 | 0 | 0 | 0 | 0 | 0 | 0 | 0 | 0 | 0 | 0 | 52 | 0.35 |  |  |  | 2013Q1 | 2013 | 2013-02-01 | 3.4856 | 3.4856 | 3.4856 | 100% | 100% | 100% | 0% |  | 0% | 0 |  |  |  | 0 | 3.4856 | 3.4856 | 2.183% | 3.4856 | 2.183% | 3.7511 | 3.1326 | 0 |  | 2011-12-01 | 3.0567 | 2.4446 | 3.9542 | 3.1624
2010-05-01 | 35.4058 | [5 empty] | 2012-10-01 | 0 | 0 | 0 | 0 | 0 | 0 | 0 | 0 | 0 | 0 | 0 | 0 | 0 | 0 | 0 | 0 | 0 | 0 | 0 | 0 | 0 | 0 | 52 | 0.35 |  |  |  | 2013Q1 | 2013 | 2013-03-01 | 3.2985 | 3.2985 | 3.2985 | 100% | 100% | 100% | 0% |  | 0% | 0 |  |  |  | 0 | 3.2985 | 3.2985 | 2.177% | 3.2985 | 2.177% | 3.6397 | 2.9771 | 0 |  | 2012-01-01 | 2.9686 | 2.498 | 3.917 | 3.2961
2010-06-01 | 37.8208 | [5 empty] | 2012-11-01 | 0 | 0 | 0 | 0 | 0 | 0 | 0 | 0 | 0 | 0 | 0 | 0 | 0 | 0 | 0 | 0 | 0 | 0 | 0 | 0 | 0 | 0 | 52 | 0.35 |  |  |  | 2013Q2 | 2013 | 2013-04-01 | 3.1996 | 3.1996 | 3.1996 | 100% | 100% | 100% | 0% |  | 0% | 0 |  |  |  | 0 | 3.1996 | 3.1996 | 2.177% | 3.1996 | 2.177% | 3.5675 | 2.8866 | 0 |  | 2012-02-01 | 2.7446 | 2.3268 | 3.6214 | 3.0701
2010-07-01 | 51.9466 | [5 empty] | 2012-12-01 | 0 | 0 | 0 | 0 | 0 | 0 | 0 | 0 | 0 | 0 | 0 | 0 | 0 | 0 | 0 | 0 | 0 | 0 | 0 | 0 | 0 | 0 | 53 | 0.35 |  |  |  | 2013Q2 | 2013 | 2013-05-01 | 3.1754 | 3.1754 | 3.1754 | 100% | 100% | 100% | 0% |  | 0% | 0 |  |  |  | 0 | 3.1754 | 3.1754 | 2.177% | 3.1754 | 2.177% | 3.5345 | 2.8511 | 0 |  | 2012-03-01 | 2.6631 | 2.2113 | 3.5139 | 2.9177
2010-08-01 | 73.4274 | [5 empty] | 2013-01-01 | 0 | 0 | 0 | 0 | 0 | 0 | 0 | 0 | 0 | 0 | 0 | 0 | 0 | 0 | 0 | 0 | 0 | 0 | 0 | 0 | 0 | 0 | 53 | 0.35 |  |  |  | 2013Q2 | 2013 | 2013-06-01 | 3.2138 | 3.2138 | 3.2138 | 100% | 100% | 100% | 0% |  | 0% | 0 |  |  |  | 0 | 3.2138 | 3.2138 | 2.177% | 3.2138 | 2.177% | 3.5406 | 2.8604 | 0 |  | 2012-04-01 | 2.6103 | 2.1441 | 3.4442 | 2.829
2010-09-01 | 58.8322 | [5 empty] | 2013-02-01 | 0 | 0 | 0 | 0 | 0 | 0 | 0 | 0 | 0 | 0 | 0 | 0 | 0 | 0 | 0 | 0 | 0 | 0 | 0 | 0 | 0 | 0 | 53 | 0.35 |  |  |  | 2013Q3 | 2013 | 2013-07-01 | 3.3015 | 3.3015 | 3.3015 | 100% | 100% | 100% | 0% |  | 0% | 0 |  |  |  | 0 | 3.3015 | 3.3015 | 2.177% | 3.3015 | 2.177% | 3.5859 | 2.9047 | 0 |  | 2012-05-01 | 2.5861 | 2.1177 | 3.4123 | 2.7942
2010-10-01 | 49.1063 | [5 empty] | 2013-03-01 | 0 | 0 | 0 | 0 | 0 | 0 | 0 | 0 | 0 | 0 | 0 | 0 | 0 | 0 | 0 | 0 | 0 | 0 | 0 | 0 | 0 | 0 | 54 | 0.35 |  |  |  | 2013Q3 | 2013 | 2013-08-01 | 3.4261 | 3.4261 | 3.4261 | 100% | 100% | 100% | 0% |  | 0% | 0 |  |  |  | 0 | 3.4261 | 3.4261 | 2.177% | 3.4261 | 2.177% | 3.6704 | 2.9737 | 0 |  | 2012-06-01 | 2.5906 | 2.1246 | 3.4182 | 2.8034
2010-11-01 | 49.6507 | [5 empty] | 2013-04-01 | 0 | 0 | 0 | 0 | 0 | 0 | 0 | 0 | 0 | 0 | 0 | 0 | 0 | 0 | 0 | 0 | 0 | 0 | 0 | 0 | 0 | 0 | 54 | 0.35 |  |  |  | 2013Q3 | 2013 | 2013-09-01 | 3.5744 | 3.5744 | 3.5744 | 100% | 100% | 100% | 0% |  | 0% | 0 |  |  |  | 0 | 3.5744 | 3.5744 | 2.177% | 3.5744 | 2.177% | 3.7941 | 3.0575 | 0 |  | 2012-07-01 | 2.6238 | 2.1575 | 3.462 | 2.8468
2010-12-01 | 47.9207 | [5 empty] | 2013-05-01 | 0 | 0 | 0 | 0 | 0 | 0 | 0 | 0 | 0 | 0 | 0 | 0 | 0 | 0 | 0 | 0 | 0 | 0 | 0 | 0 | 0 | 0 | 54 | 0.35 |  |  |  | 2013Q4 | 2013 | 2013-10-01 | 3.7333 | 3.7333 | 3.7333 | 100% | 100% | 100% | 0% |  | 0% | 0 |  |  |  | 0 | 3.7333 | 3.7333 | 2.177% | 3.7333 | 2.177% | 3.9569 | 3.146 | 0 |  | 2012-08-01 | 2.6856 | 2.2088 | 3.5436 | 2.9144
2011-01-01 | 47.4932 | [5 empty] | 2013-06-01 | 0 | 0 | 0 | 0 | 0 | 0 | 0 | 0 | 0 | 0 | 0 | 0 | 0 | 0 | 0 | 0 | 0 | 0 | 0 | 0 | 0 | 0 | 55 | 0.35 |  |  |  | 2013Q4 | 2013 | 2013-11-01 | 3.8899 | 3.8899 | 3.8899 | 100% | 100% | 100% | 0% |  | 0% | 0 |  |  |  | 0 | 3.8899 | 3.8899 | 2.177% | 3.8899 | 2.177% | 4.1589 | 3.2291 | 0 |  | 2012-09-01 | 2.7761 | 2.271 | 3.663 | 2.9966
2011-02-01 | 39.502 | [5 empty] | 2013-07-01 | 0 | 0 | 0 | 0 | 0 | 0 | 0 | 0 | 0 | 0 | 0 | 0 | 0 | 0 | 0 | 0 | 0 | 0 | 0 | 0 | 0 | 0 | 55 | 0.35 |  |  |  | 2013Q4 | 2013 | 2013-12-01 | 4.0554 | 4.0554 | 4.0554 | 100% | 100% | 100% | 0% |  | 0% | 0 |  |  |  | 0 | 4.0554 | 4.0554 | 2.177% | 4.0554 | 2.177% | 4.2468 | 3.2968 | 0 |  | 2012-10-01 | 2.8952 | 2.3367 | 3.8202 | 3.0833
2011-03-01 | 37.5039 | [5 empty] | 2013-08-01 | 0 | 0 | 0 | 0 | 0 | 0 | 0 | 0 | 0 | 0 | 0 | 0 | 0 | 0 | 0 | 0 | 0 | 0 | 0 | 0 | 0 | 0 | 55 | 0.35 |  |  |  | 2014Q1 | 2014 | 2014-01-01 | 3.8498 | 3.8498 | 3.8498 | 100% | 100% | 100% | 0% |  | 0% | 0 |  |  |  | 0 | 3.8498 | 3.8498 | 2.012% | 3.8498 | 2.012% | 4.1905 | 3.472 | 0 |  | 2012-11-01 | 3.043 | 2.3985 | 4.0152 | 3.1647
2011-04-01 | 36.0128 | [5 empty] | 2013-09-01 | 0 | 0 | 0 | 0 | 0 | 0 | 0 | 0 | 0 | 0 | 0 | 0 | 0 | 0 | 0 | 0 | 0 | 0 | 0 | 0 | 0 | 0 | 56 | 0.35 |  |  |  | 2014Q1 | 2014 | 2014-02-01 | 3.5558 | 3.5558 | 3.5558 | 100% | 100% | 100% | 0% |  | 0% | 0 |  |  |  | 0 | 3.5558 | 3.5558 | 2.012% | 3.5558 | 2.012% | 3.8743 | 3.2339 | 0 |  | 2012-12-01 | 3.1073 | 2.4488 | 4.1 | 3.2311
2011-05-01 | 37.5218 | [5 empty] | 2013-10-01 | 0 | 0 | 0 | 0 | 0 | 0 | 0 | 0 | 0 | 0 | 0 | 0 | 0 | 0 | 0 | 0 | 0 | 0 | 0 | 0 | 0 | 0 | 56 | 0.35 |  |  |  | 2014Q1 | 2014 | 2014-03-01 | 3.3649 | 3.3649 | 3.3649 | 100% | 100% | 100% | 0% |  | 0% | 0 |  |  |  | 0 | 3.3649 | 3.3649 | 2.012% | 3.3649 | 2.012% | 3.7593 | 3.0734 | 0 |  | 2013-01-01 | 3.0146 | 2.4989 | 4.0572 | 3.3631
2011-06-01 | 38.3051 | [5 empty] | 2013-11-01 | 0 | 0 | 0 | 0 | 0 | 0 | 0 | 0 | 0 | 0 | 0 | 0 | 0 | 0 | 0 | 0 | 0 | 0 | 0 | 0 | 0 | 0 | 56 | 0.35 |  |  |  | 2014Q2 | 2014 | 2014-04-01 | 3.2639 | 3.2639 | 3.2639 | 100% | 100% | 100% | 0% |  | 0% | 0 |  |  |  | 0 | 3.2639 | 3.2639 | 2.012% | 3.2639 | 2.012% | 3.6847 | 2.98 | 0 |  | 2013-02-01 | 2.7871 | 2.3275 | 3.7511 | 3.1326
2011-07-01 | 53.9395 | [5 empty] | 2013-12-01 | 0 | 0 | 0 | 0 | 0 | 0 | 0 | 0 | 0 | 0 | 0 | 0 | 0 | 0 | 0 | 0 | 0 | 0 | 0 | 0 | 0 | 0 | 57 | 0.35 |  |  |  | 2014Q2 | 2014 | 2014-05-01 | 3.2393 | 3.2393 | 3.2393 | 100% | 100% | 100% | 0% |  | 0% | 0 |  |  |  | 0 | 3.2393 | 3.2393 | 2.012% | 3.2393 | 2.012% | 3.6506 | 2.9433 | 0 |  | 2013-03-01 | 2.7043 | 2.212 | 3.6397 | 2.9771
2011-08-01 | 73.2183 | [5 empty] | 2014-01-01 | 0 | 0 | 0 | 0 | 0 | 0 | 0 | 0 | 0 | 0 | 0 | 0 | 0 | 0 | 0 | 0 | 0 | 0 | 0 | 0 | 0 | 0 | 57 | 0.35 |  |  |  | 2014Q2 | 2014 | 2014-06-01 | 3.2784 | 3.2784 | 3.2784 | 100% | 100% | 100% | 0% |  | 0% | 0 |  |  |  | 0 | 3.2784 | 3.2784 | 2.012% | 3.2784 | 2.012% | 3.657 | 2.953 | 0 |  | 2013-04-01 | 2.6507 | 2.1448 | 3.5675 | 2.8866
2011-09-01 | 59.9304 | [5 empty] | 2014-02-01 | 0 | 0 | 0 | 0 | 0 | 0 | 0 | 0 | 0 | 0 | 0 | 0 | 0 | 0 | 0 | 0 | 0 | 0 | 0 | 0 | 0 | 0 | 57 | 0.35 |  |  |  | 2014Q3 | 2014 | 2014-07-01 | 3.3679 | 3.3679 | 3.3679 | 100% | 100% | 100% | 0% |  | 0% | 0 |  |  |  | 0 | 3.3679 | 3.3679 | 2.012% | 3.3679 | 2.012% | 3.7038 | 2.9987 | 0 |  | 2013-05-01 | 2.6262 | 2.1184 | 3.5345 | 2.8511
2011-10-01 | 48.3203 | [5 empty] | 2014-03-01 | 0 | 0 | 0 | 0 | 0 | 0 | 0 | 0 | 0 | 0 | 0 | 0 | 0 | 0 | 0 | 0 | 0 | 0 | 0 | 0 | 0 | 0 | 58 | 0.35 |  |  |  | 2014Q3 | 2014 | 2014-08-01 | 3.495 | 3.495 | 3.495 | 100% | 100% | 100% | 0% |  | 0% | 0 |  |  |  | 0 | 3.495 | 3.495 | 2.012% | 3.495 | 2.012% | 3.791 | 3.0699 | 0 |  | 2013-06-01 | 2.6307 | 2.1253 | 3.5406 | 2.8604
2011-11-01 | 49.2645 | [5 empty] | 2014-04-01 | 0 | 0 | 0 | 0 | 0 | 0 | 0 | 0 | 0 | 0 | 0 | 0 | 0 | 0 | 0 | 0 | 0 | 0 | 0 | 0 | 0 | 0 | 58 | 0.35 |  |  |  | 2014Q3 | 2014 | 2014-09-01 | 3.6463 | 3.6463 | 3.6463 | 100% | 100% | 100% | 0% |  | 0% | 0 |  |  |  | 0 | 3.6463 | 3.6463 | 2.012% | 3.6463 | 2.012% | 3.9188 | 3.1564 | 0 |  | 2013-07-01 | 2.6644 | 2.1582 | 3.5859 | 2.9047
2011-12-01 | 49.3724 | [5 empty] | 2014-05-01 | 0 | 0 | 0 | 0 | 0 | 0 | 0 | 0 | 0 | 0 | 0 | 0 | 0 | 0 | 0 | 0 | 0 | 0 | 0 | 0 | 0 | 0 | 58 | 0.35 |  |  |  | 2014Q4 | 2014 | 2014-10-01 | 3.8084 | 3.8084 | 3.8084 | 100% | 100% | 100% | 0% |  | 0% | 0 |  |  |  | 0 | 3.8084 | 3.8084 | 2.012% | 3.8084 | 2.012% | 4.087 | 3.2478 | 0 |  | 2013-08-01 | 2.7272 | 2.2095 | 3.6704 | 2.9737
2012-01-01 | 48.5488 | [5 empty] | 2014-06-01 | 0 | 0 | 0 | 0 | 0 | 0 | 0 | 0 | 0 | 0 | 0 | 0 | 0 | 0 | 0 | 0 | 0 | 0 | 0 | 0 | 0 | 0 | 59 | 0.35 |  |  |  | 2014Q4 | 2014 | 2014-11-01 | 3.9682 | 3.9682 | 3.9682 | 100% | 100% | 100% | 0% |  | 0% | 0 |  |  |  | 0 | 3.9682 | 3.9682 | 2.012% | 3.9682 | 2.012% | 4.2956 | 3.3336 | 0 |  | 2013-09-01 | 2.8191 | 2.2718 | 3.7941 | 3.0575
2012-02-01 | 39.8232 | [5 empty] | 2014-07-01 | 0 | 0 | 0 | 0 | 0 | 0 | 0 | 0 | 0 | 0 | 0 | 0 | 0 | 0 | 0 | 0 | 0 | 0 | 0 | 0 | 0 | 0 | 59 | 0.35 |  |  |  | 2014Q4 | 2014 | 2014-12-01 | 4.137 | 4.137 | 4.137 | 100% | 100% | 100% | 0% |  | 0% | 0 |  |  |  | 0 | 4.137 | 4.137 | 2.012% | 4.137 | 2.012% | 4.3864 | 3.4035 | 0 |  | 2013-10-01 | 2.9401 | 2.3375 | 3.9569 | 3.146
2012-03-01 | 37.6242 | [5 empty] | 2014-08-01 | 0 | 0 | 0 | 0 | 0 | 0 | 0 | 0 | 0 | 0 | 0 | 0 | 0 | 0 | 0 | 0 | 0 | 0 | 0 | 0 | 0 | 0 | 59 | 0.35 |  |  |  | 2015Q1 | 2015 | 2015-01-01 | 3.9178 | 3.9178 | 3.9178 | 100% | 100% | 100% | 0% |  | 0% | 0 |  |  |  | 0 | 3.9178 | 3.9178 | 1.765% | 3.9178 | 1.765% | 4.3277 | 3.5608 | 0 |  | 2013-11-01 | 3.0902 | 2.3993 | 4.1589 | 3.2291
2012-04-01 | 37.0527 | [5 empty] | 2014-09-01 | 0 | 0 | 0 | 0 | 0 | 0 | 0 | 0 | 0 | 0 | 0 | 0 | 0 | 0 | 0 | 0 | 0 | 0 | 0 | 0 | 0 | 0 | 60 | 0.35 |  |  |  | 2015Q1 | 2015 | 2015-02-01 | 3.6185 | 3.6185 | 3.6185 | 100% | 100% | 100% | 0% |  | 0% | 0 |  |  |  | 0 | 3.6185 | 3.6185 | 1.765% | 3.6185 | 1.765% | 4.0012 | 3.3166 | 0 |  | 2013-12-01 | 3.1554 | 2.4496 | 4.2468 | 3.2968
2012-05-01 | 39.4752 | [5 empty] | 2014-10-01 | 0 | 0 | 0 | 0 | 0 | 0 | 0 | 0 | 0 | 0 | 0 | 0 | 0 | 0 | 0 | 0 | 0 | 0 | 0 | 0 | 0 | 0 | 60 | 0.35 |  |  |  | 2015Q1 | 2015 | 2015-03-01 | 3.4243 | 3.4243 | 3.4243 | 100% | 100% | 100% | 0% |  | 0% | 0 |  |  |  | 0 | 3.4243 | 3.4243 | 1.765% | 3.4243 | 1.765% | 3.8824 | 3.152 | 0 |  | 2014-01-01 | 3.0526 | 2.5291 | 4.1905 | 3.472
2012-06-01 | 40.2374 | [5 empty] | 2014-11-01 | 0 | 0 | 0 | 0 | 0 | 0 | 0 | 0 | 0 | 0 | 0 | 0 | 0 | 0 | 0 | 0 | 0 | 0 | 0 | 0 | 0 | 0 | 60 | 0.35 |  |  |  | 2015Q2 | 2015 | 2015-04-01 | 3.3215 | 3.3215 | 3.3215 | 100% | 100% | 100% | 0% |  | 0% | 0 |  |  |  | 0 | 3.3215 | 3.3215 | 1.765% | 3.3215 | 1.765% | 3.8053 | 3.0562 | 0 |  | 2014-02-01 | 2.8222 | 2.3557 | 3.8743 | 3.2339
2012-07-01 | 55.5958 | [5 empty] | 2014-12-01 | 0 | 0 | 0 | 0 | 0 | 0 | 0 | 0 | 0 | 0 | 0 | 0 | 0 | 0 | 0 | 0 | 0 | 0 | 0 | 0 | 0 | 0 | 61 | 0.35 |  |  |  | 2015Q2 | 2015 | 2015-05-01 | 3.2965 | 3.2965 | 3.2965 | 100% | 100% | 100% | 0% |  | 0% | 0 |  |  |  | 0 | 3.2965 | 3.2965 | 1.765% | 3.2965 | 1.765% | 3.7701 | 3.0186 | 0 |  | 2014-03-01 | 2.7384 | 2.2388 | 3.7593 | 3.0734
2012-08-01 | 69.7476 | [5 empty] | 2015-01-01 | 0 | 0 | 0 | 0 | 0 | 0 | 0 | 0 | 0 | 0 | 0 | 0 | 0 | 0 | 0 | 0 | 0 | 0 | 0 | 0 | 0 | 0 | 61 | 0.35 |  |  |  | 2015Q2 | 2015 | 2015-06-01 | 3.3363 | 3.3363 | 3.3363 | 100% | 100% | 100% | 0% |  | 0% | 0 |  |  |  | 0 | 3.3363 | 3.3363 | 1.765% | 3.3363 | 1.765% | 3.7767 | 3.0285 | 0 |  | 2014-04-01 | 2.6841 | 2.1708 | 3.6847 | 2.98
2012-09-01 | 61.3864 | [5 empty] | 2015-02-01 | 0 | 0 | 0 | 0 | 0 | 0 | 0 | 0 | 0 | 0 | 0 | 0 | 0 | 0 | 0 | 0 | 0 | 0 | 0 | 0 | 0 | 0 | 61 | 0.35 |  |  |  | 2015Q3 | 2015 | 2015-07-01 | 3.4274 | 3.4274 | 3.4274 | 100% | 100% | 100% | 0% |  | 0% | 0 |  |  |  | 0 | 3.4274 | 3.4274 | 1.765% | 3.4274 | 1.765% | 3.825 | 3.0754 | 0 |  | 2014-05-01 | 2.6593 | 2.144 | 3.6506 | 2.9433
2012-10-01 | 50.1577 | [5 empty] | 2015-03-01 | 0 | 0 | 0 | 0 | 0 | 0 | 0 | 0 | 0 | 0 | 0 | 0 | 0 | 0 | 0 | 0 | 0 | 0 | 0 | 0 | 0 | 0 | 62 | 0.35 |  |  |  | 2015Q3 | 2015 | 2015-08-01 | 3.5567 | 3.5567 | 3.5567 | 100% | 100% | 100% | 0% |  | 0% | 0 |  |  |  | 0 | 3.5567 | 3.5567 | 1.765% | 3.5567 | 1.765% | 3.9151 | 3.1484 | 0 |  | 2014-06-01 | 2.6639 | 2.1511 | 3.657 | 2.953
2012-11-01 | 53.634 | [5 empty] | 2015-04-01 | 0 | 0 | 0 | 0 | 0 | 0 | 0 | 0 | 0 | 0 | 0 | 0 | 0 | 0 | 0 | 0 | 0 | 0 | 0 | 0 | 0 | 0 | 62 | 0.35 |  |  |  | 2015Q3 | 2015 | 2015-09-01 | 3.7107 | 3.7107 | 3.7107 | 100% | 100% | 100% | 0% |  | 0% | 0 |  |  |  | 0 | 3.7107 | 3.7107 | 1.765% | 3.7107 | 1.765% | 4.047 | 3.2372 | 0 |  | 2014-07-01 | 2.698 | 2.1844 | 3.7038 | 2.9987
2012-12-01 | 50.1461 | [5 empty] | 2015-05-01 | 0 | 0 | 0 | 0 | 0 | 0 | 0 | 0 | 0 | 0 | 0 | 0 | 0 | 0 | 0 | 0 | 0 | 0 | 0 | 0 | 0 | 0 | 62 | 0.35 |  |  |  | 2015Q4 | 2015 | 2015-10-01 | 3.8756 | 3.8756 | 3.8756 | 100% | 100% | 100% | 0% |  | 0% | 0 |  |  |  | 0 | 3.8756 | 3.8756 | 1.765% | 3.8756 | 1.765% | 4.2207 | 3.3308 | 0 |  | 2014-08-01 | 2.7616 | 2.2363 | 3.791 | 3.0699
2013-01-01 | 50.9132 | [5 empty] | 2015-06-01 | 0 | 0 | 0 | 0 | 0 | 0 | 0 | 0 | 0 | 0 | 0 | 0 | 0 | 0 | 0 | 0 | 0 | 0 | 0 | 0 | 0 | 0 | 63 | 0.35 |  |  |  | 2015Q4 | 2015 | 2015-11-01 | 4.0382 | 4.0382 | 4.0382 | 100% | 100% | 100% | 0% |  | 0% | 0 |  |  |  | 0 | 4.0382 | 4.0382 | 1.765% | 4.0382 | 1.765% | 4.4362 | 3.4188 | 0 |  | 2014-09-01 | 2.8546 | 2.2993 | 3.9188 | 3.1564
2013-02-01 | 41.8618 | [5 empty] | 2015-07-01 | 0 | 0 | 0 | 0 | 0 | 0 | 0 | 0 | 0 | 0 | 0 | 0 | 0 | 0 | 0 | 0 | 0 | 0 | 0 | 0 | 0 | 0 | 63 | 0.35 |  |  |  | 2015Q4 | 2015 | 2015-12-01 | 4.21 | 4.21 | 4.21 | 100% | 100% | 100% | 0% |  | 0% | 0 |  |  |  | 0 | 4.21 | 4.21 | 1.765% | 4.21 | 1.765% | 4.5299 | 3.4905 | 0 |  | 2014-10-01 | 2.9771 | 2.3658 | 4.087 | 3.2478
2013-03-01 | 37.9002 | [5 empty] | 2015-08-01 | 0 | 0 | 0 | 0 | 0 | 0 | 0 | 0 | 0 | 0 | 0 | 0 | 0 | 0 | 0 | 0 | 0 | 0 | 0 | 0 | 0 | 0 | 63 | 0.35 |  |  |  | 2016Q1 | 2016 | 2016-01-01 | 3.9889 | 3.9889 | 3.9889 | 100% | 100% | 100% | 0% |  | 0% | 0 |  |  |  | 0 | 3.9889 | 3.9889 | 1.815% | 3.9889 | 1.815% | 4.4667 | 3.6688 | 0 |  | 2014-11-01 | 3.1291 | 2.4283 | 4.2956 | 3.3336
2013-04-01 | 37.69 | [5 empty] | 2015-09-01 | 0 | 0 | 0 | 0 | 0 | 0 | 0 | 0 | 0 | 0 | 0 | 0 | 0 | 0 | 0 | 0 | 0 | 0 | 0 | 0 | 0 | 0 | 64 | 0.35 |  |  |  | 2016Q1 | 2016 | 2016-02-01 | 3.6842 | 3.6842 | 3.6842 | 100% | 100% | 100% | 0% |  | 0% | 0 |  |  |  | 0 | 3.6842 | 3.6842 | 1.815% | 3.6842 | 1.815% | 4.1297 | 3.4173 | 0 |  | 2014-12-01 | 3.1952 | 2.4792 | 4.3864 | 3.4035
2013-05-01 | 40.1672 | [5 empty] | 2015-10-01 | 0 | 0 | 0 | 0 | 0 | 0 | 0 | 0 | 0 | 0 | 0 | 0 | 0 | 0 | 0 | 0 | 0 | 0 | 0 | 0 | 0 | 0 | 64 | 0.35 |  |  |  | 2016Q1 | 2016 | 2016-03-01 | 3.4866 | 3.4866 | 3.4866 | 100% | 100% | 100% | 0% |  | 0% | 0 |  |  |  | 0 | 3.4866 | 3.4866 | 1.821% | 3.4866 | 1.821% | 4.0071 | 3.2477 | 0 |  | 2015-01-01 | 3.0907 | 2.543 | 4.3277 | 3.5608
2013-06-01 | 41.8171 | [5 empty] | 2015-11-01 | 0 | 0 | 0 | 0 | 0 | 0 | 0 | 0 | 0 | 0 | 0 | 0 | 0 | 0 | 0 | 0 | 0 | 0 | 0 | 0 | 0 | 0 | 64 | 0.35 |  |  |  | 2016Q2 | 2016 | 2016-04-01 | 3.382 | 3.382 | 3.382 | 100% | 100% | 100% | 0% |  | 0% | 0 |  |  |  | 0 | 3.382 | 3.382 | 1.821% | 3.382 | 1.821% | 3.9276 | 3.149 | 0 |  | 2015-02-01 | 2.8575 | 2.3686 | 4.0012 | 3.3166
2013-07-01 | 58.5662 | [5 empty] | 2015-12-01 | 0 | 0 | 0 | 0 | 0 | 0 | 0 | 0 | 0 | 0 | 0 | 0 | 0 | 0 | 0 | 0 | 0 | 0 | 0 | 0 | 0 | 0 | 65 | 0.35 |  |  |  | 2016Q2 | 2016 | 2016-05-01 | 3.3565 | 3.3565 | 3.3565 | 100% | 100% | 100% | 0% |  | 0% | 0 |  |  |  | 0 | 3.3565 | 3.3565 | 1.821% | 3.3565 | 1.821% | 3.8912 | 3.1102 | 0 |  | 2015-03-01 | 2.7726 | 2.251 | 3.8824 | 3.152
2013-08-01 | 70.3746 | [5 empty] | 2016-01-01 | 0 | 0 | 0 | 0 | 0 | 0 | 0 | 0 | 0 | 0 | 0 | 0 | 0 | 0 | 0 | 0 | 0 | 0 | 0 | 0 | 0 | 0 | 65 | 0.35 |  |  |  | 2016Q2 | 2016 | 2016-06-01 | 3.397 | 3.397 | 3.397 | 100% | 100% | 100% | 0% |  | 0% | 0 |  |  |  | 0 | 3.397 | 3.397 | 1.821% | 3.397 | 1.821% | 3.898 | 3.1204 | 0 |  | 2015-04-01 | 2.7176 | 2.1826 | 3.8053 | 3.0562
2013-09-01 | 62.3569 | [5 empty] | 2016-02-01 | 0 | 0 | 0 | 0 | 0 | 0 | 0 | 0 | 0 | 0 | 0 | 0 | 0 | 0 | 0 | 0 | 0 | 0 | 0 | 0 | 0 | 0 | 65 | 0.35 |  |  |  | 2016Q3 | 2016 | 2016-07-01 | 3.4898 | 3.4898 | 3.4898 | 100% | 100% | 100% | 0% |  | 0% | 0 |  |  |  | 0 | 3.4898 | 3.4898 | 1.821% | 3.4898 | 1.821% | 3.9479 | 3.1687 | 0 |  | 2015-05-01 | 2.6925 | 2.1558 | 3.7701 | 3.0186
2013-10-01 | 51.0207 | [5 empty] | 2016-03-01 | 0 | 0 | 0 | 0 | 0 | 0 | 0 | 0 | 0 | 0 | 0 | 0 | 0 | 0 | 0 | 0 | 0 | 0 | 0 | 0 | 0 | 0 | 66 | 0.35 |  |  |  | 2016Q3 | 2016 | 2016-08-01 | 3.6215 | 3.6215 | 3.6215 | 100% | 100% | 100% | 0% |  | 0% | 0 |  |  |  | 0 | 3.6215 | 3.6215 | 1.821% | 3.6215 | 1.821% | 4.0409 | 3.244 | 0 |  | 2015-06-01 | 2.6972 | 2.1629 | 3.7767 | 3.0285
2013-11-01 | 52.6109 | [5 empty] | 2016-04-01 | 0 | 0 | 0 | 0 | 0 | 0 | 0 | 0 | 0 | 0 | 0 | 0 | 0 | 0 | 0 | 0 | 0 | 0 | 0 | 0 | 0 | 0 | 66 | 0.35 |  |  |  | 2016Q3 | 2016 | 2016-09-01 | 3.7783 | 3.7783 | 3.7783 | 100% | 100% | 100% | 0% |  | 0% | 0 |  |  |  | 0 | 3.7783 | 3.7783 | 1.821% | 3.7783 | 1.821% | 4.1771 | 3.3354 | 0 |  | 2015-07-01 | 2.7317 | 2.1963 | 3.825 | 3.0754
2013-12-01 | 51.2758 | [5 empty] | 2016-05-01 | 0 | 0 | 0 | 0 | 0 | 0 | 0 | 0 | 0 | 0 | 0 | 0 | 0 | 0 | 0 | 0 | 0 | 0 | 0 | 0 | 0 | 0 | 66 | 0.35 |  |  |  | 2016Q4 | 2016 | 2016-10-01 | 3.9462 | 3.9462 | 3.9462 | 100% | 100% | 100% | 0% |  | 0% | 0 |  |  |  | 0 | 3.9462 | 3.9462 | 1.821% | 3.9462 | 1.821% | 4.3563 | 3.4319 | 0 |  | 2015-08-01 | 2.796 | 2.2485 | 3.9151 | 3.1484
2014-01-01 | 50.8662 | [5 empty] | 2016-06-01 | 0 | 0 | 0 | 0 | 0 | 0 | 0 | 0 | 0 | 0 | 0 | 0 | 0 | 0 | 0 | 0 | 0 | 0 | 0 | 0 | 0 | 0 | 67 | 0.35 |  |  |  | 2016Q4 | 2016 | 2016-11-01 | 4.1117 | 4.1117 | 4.1117 | 100% | 100% | 100% | 0% |  | 0% | 0 |  |  |  | 0 | 4.1117 | 4.1117 | 1.821% | 4.1117 | 1.821% | 4.5787 | 3.5226 | 0 |  | 2015-09-01 | 2.8902 | 2.3119 | 4.047 | 3.2372
2014-02-01 | 43.4162 | [5 empty] | 2016-07-01 | 0 | 0 | 0 | 0 | 0 | 0 | 0 | 0 | 0 | 0 | 0 | 0 | 0 | 0 | 0 | 0 | 0 | 0 | 0 | 0 | 0 | 0 | 67 | 0.35 |  |  |  | 2016Q4 | 2016 | 2016-12-01 | 4.2866 | 4.2866 | 4.2866 | 100% | 100% | 100% | 0% |  | 0% | 0 |  |  |  | 0 | 4.2866 | 4.2866 | 1.821% | 4.2866 | 1.821% | 4.6755 | 3.5965 | 0 |  | 2015-10-01 | 3.0143 | 2.3788 | 4.2207 | 3.3308
2014-03-01 | 39.1475 | [5 empty] | 2016-08-01 | 0 | 0 | 0 | 0 | 0 | 0 | 0 | 0 | 0 | 0 | 0 | 0 | 0 | 0 | 0 | 0 | 0 | 0 | 0 | 0 | 0 | 0 | 67 | 0.35 |  |  |  | 2017Q1 | 2017 | 2017-01-01 | 4.0713 | 4.0713 | 4.0713 | 100% | 100% | 100% | 0% |  | 0% | 0 |  |  |  | 0 | 4.0713 | 4.0713 | 2.065% | 4.0713 | 2.065% | 4.6172 | 3.8012 | 0 |  | 2015-11-01 | 3.1682 | 2.4416 | 4.4362 | 3.4188
2014-04-01 | 39.0958 | [5 empty] | 2016-09-01 | 0 | 0 | 0 | 0 | 0 | 0 | 0 | 0 | 0 | 0 | 0 | 0 | 0 | 0 | 0 | 0 | 0 | 0 | 0 | 0 | 0 | 0 | 68 | 0.35 |  |  |  | 2017Q1 | 2017 | 2017-02-01 | 3.7603 | 3.7603 | 3.7603 | 100% | 100% | 100% | 0% |  | 0% | 0 |  |  |  | 0 | 3.7603 | 3.7603 | 2.065% | 3.7603 | 2.065% | 4.2688 | 3.5406 | 0 |  | 2015-12-01 | 3.2351 | 2.4928 | 4.5299 | 3.4905
2014-05-01 | 39.0043 | [5 empty] | 2016-10-01 | 0 | 0 | 0 | 0 | 0 | 0 | 0 | 0 | 0 | 0 | 0 | 0 | 0 | 0 | 0 | 0 | 0 | 0 | 0 | 0 | 0 | 0 | 68 | 0.35 |  |  |  | 2017Q1 | 2017 | 2017-03-01 | 3.5584 | 3.5584 | 3.5584 | 100% | 100% | 100% | 0% |  | 0% | 0 |  |  |  | 0 | 3.5584 | 3.5584 | 2.06% | 3.5584 | 2.06% | 4.1421 | 3.3648 | 0 |  | 2016-01-01 | 3.1274 | 2.5688 | 4.4667 | 3.6688
2014-06-01 | 42.9324 | [5 empty] | 2016-11-01 | 0 | 0 | 0 | 0 | 0 | 0 | 0 | 0 | 0 | 0 | 0 | 0 | 0 | 0 | 0 | 0 | 0 | 0 | 0 | 0 | 0 | 0 | 68 | 0.35 |  |  |  | 2017Q2 | 2017 | 2017-04-01 | 3.4517 | 3.4517 | 3.4517 | 100% | 100% | 100% | 0% |  | 0% | 0 |  |  |  | 0 | 3.4517 | 3.4517 | 2.06% | 3.4517 | 2.06% | 4.0599 | 3.2625 | 0 |  | 2016-02-01 | 2.8915 | 2.3927 | 4.1297 | 3.4173
2014-07-01 | 59.221 | [5 empty] | 2016-12-01 | 0 | 0 | 0 | 0 | 0 | 0 | 0 | 0 | 0 | 0 | 0 | 0 | 0 | 0 | 0 | 0 | 0 | 0 | 0 | 0 | 0 | 0 | 69 | 0.35 |  |  |  | 2017Q2 | 2017 | 2017-05-01 | 3.4256 | 3.4256 | 3.4256 | 100% | 100% | 100% | 0% |  | 0% | 0 |  |  |  | 0 | 3.4256 | 3.4256 | 2.06% | 3.4256 | 2.06% | 4.0223 | 3.2224 | 0 |  | 2016-03-01 | 2.8056 | 2.2739 | 4.0071 | 3.2477
2014-08-01 | 69.2813 | [5 empty] | 2017-01-01 | 0 | 0 | 0 | 0 | 0 | 0 | 0 | 0 | 0 | 0 | 0 | 0 | 0 | 0 | 0 | 0 | 0 | 0 | 0 | 0 | 0 | 0 | 69 | 0.35 |  |  |  | 2017Q2 | 2017 | 2017-06-01 | 3.467 | 3.467 | 3.467 | 100% | 100% | 100% | 0% |  | 0% | 0 |  |  |  | 0 | 3.467 | 3.467 | 2.06% | 3.467 | 2.06% | 4.0293 | 3.233 | 0 |  | 2016-04-01 | 2.7499 | 2.2048 | 3.9276 | 3.149
2014-09-01 | 61.8385 | [5 empty] | 2017-02-01 | 0 | 0 | 0 | 0 | 0 | 0 | 0 | 0 | 0 | 0 | 0 | 0 | 0 | 0 | 0 | 0 | 0 | 0 | 0 | 0 | 0 | 0 | 69 | 0.35 |  |  |  | 2017Q3 | 2017 | 2017-07-01 | 3.5617 | 3.5617 | 3.5617 | 100% | 100% | 100% | 0% |  | 0% | 0 |  |  |  | 0 | 3.5617 | 3.5617 | 2.06% | 3.5617 | 2.06% | 4.0809 | 3.283 | 0 |  | 2016-05-01 | 2.7245 | 2.1776 | 3.8912 | 3.1102
2014-10-01 | 52.616 | [5 empty] | 2017-03-01 | 0 | 0 | 0 | 0 | 0 | 0 | 0 | 0 | 0 | 0 | 0 | 0 | 0 | 0 | 0 | 0 | 0 | 0 | 0 | 0 | 0 | 0 | 70 | 0.35 |  |  |  | 2017Q3 | 2017 | 2017-08-01 | 3.6961 | 3.6961 | 3.6961 | 100% | 100% | 100% | 0% |  | 0% | 0 |  |  |  | 0 | 3.6961 | 3.6961 | 2.06% | 3.6961 | 2.06% | 4.1771 | 3.361 | 0 |  | 2016-06-01 | 2.7292 | 2.1848 | 3.898 | 3.1204
2014-11-01 | 54.1042 | [5 empty] | 2017-04-01 | 0 | 0 | 0 | 0 | 0 | 0 | 0 | 0 | 0 | 0 | 0 | 0 | 0 | 0 | 0 | 0 | 0 | 0 | 0 | 0 | 0 | 0 | 70 | 0.35 |  |  |  | 2017Q3 | 2017 | 2017-09-01 | 3.8561 | 3.8561 | 3.8561 | 100% | 100% | 100% | 0% |  | 0% | 0 |  |  |  | 0 | 3.8561 | 3.8561 | 2.06% | 3.8561 | 2.06% | 4.3178 | 3.4557 | 0 |  | 2016-07-01 | 2.7642 | 2.2186 | 3.9479 | 3.1687
2014-12-01 | 52.76 | [5 empty] | 2017-05-01 | 0 | 0 | 0 | 0 | 0 | 0 | 0 | 0 | 0 | 0 | 0 | 0 | 0 | 0 | 0 | 0 | 0 | 0 | 0 | 0 | 0 | 0 | 70 | 0.35 |  |  |  | 2017Q4 | 2017 | 2017-10-01 | 4.0274 | 4.0274 | 4.0274 | 100% | 100% | 100% | 0% |  | 0% | 0 |  |  |  | 0 | 4.0274 | 4.0274 | 2.06% | 4.0274 | 2.06% | 4.5031 | 3.5557 | 0 |  | 2016-08-01 | 2.8293 | 2.2713 | 4.0409 | 3.244
2015-01-01 | 52.0776 | [5 empty] | 2017-06-01 | 0 | 0 | 0 | 0 | 0 | 0 | 0 | 0 | 0 | 0 | 0 | 0 | 0 | 0 | 0 | 0 | 0 | 0 | 0 | 0 | 0 | 0 | 71 | 0.35 |  |  |  | 2017Q4 | 2017 | 2017-11-01 | 4.1964 | 4.1964 | 4.1964 | 100% | 100% | 100% | 0% |  | 0% | 0 |  |  |  | 0 | 4.1964 | 4.1964 | 2.06% | 4.1964 | 2.06% | 4.733 | 3.6497 | 0 |  | 2016-09-01 | 2.9246 | 2.3353 | 4.1771 | 3.3354
2015-02-01 | 43.8003 | [5 empty] | 2017-07-01 | 0 | 0 | 0 | 0 | 0 | 0 | 0 | 0 | 0 | 0 | 0 | 0 | 0 | 0 | 0 | 0 | 0 | 0 | 0 | 0 | 0 | 0 | 71 | 0.35 |  |  |  | 2017Q4 | 2017 | 2017-12-01 | 4.3749 | 4.3749 | 4.3749 | 100% | 100% | 100% | 0% |  | 0% | 0 |  |  |  | 0 | 4.3749 | 4.3749 | 2.06% | 4.3749 | 2.06% | 4.833 | 3.7262 | 0 |  | 2016-10-01 | 3.0501 | 2.4029 | 4.3563 | 3.4319
2015-03-01 | 41.4786 | [5 empty] | 2017-08-01 | 0 | 0 | 0 | 0 | 0 | 0 | 0 | 0 | 0 | 0 | 0 | 0 | 0 | 0 | 0 | 0 | 0 | 0 | 0 | 0 | 0 | 0 | 71 | 0.35 |  |  |  | 2018Q1 | 2018 | 2018-01-01 | 4.1545 | 4.1545 | 4.1545 |  |  |  | 0% |  | 0% | 0 |  |  |  | 0 | 4.1545 | 4.1545 | 2.045% | 4.1545 | 2.045% | 4.7882 | 3.9094 | 0 |  | 2016-11-01 | 3.2059 | 2.4664 | 4.5787 | 3.5226
2015-04-01 | 39.2862 | [5 empty] | 2017-09-01 | 0 | 0 | 0 | 0 | 0 | 0 | 0 | 0 | 0 | 0 | 0 | 0 | 0 | 0 | 0 | 0 | 0 | 0 | 0 | 0 | 0 | 0 | 72 | 0.35 |  |  |  | 2018Q1 | 2018 | 2018-02-01 | 3.8372 | 3.8372 | 3.8372 |  |  |  | 0% |  | 0% | 0 |  |  |  | 0 | 3.8372 | 3.8372 | 2.045% | 3.8372 | 2.045% | 4.427 | 3.6414 | 0 |  | 2016-12-01 | 3.2736 | 2.5181 | 4.6755 | 3.5965
2015-05-01 | 41.1259 | [5 empty] | 2017-10-01 | 0 | 0 | 0 | 0 | 0 | 0 | 0 | 0 | 0 | 0 | 0 | 0 | 0 | 0 | 0 | 0 | 0 | 0 | 0 | 0 | 0 | 0 | 72 | 0.35 |  |  |  | 2018Q1 | 2018 | 2018-03-01 | 3.6312 | 3.6312 | 3.6312 |  |  |  | 0% |  | 0% | 0 |  |  |  | 0 | 3.6312 | 3.6312 | 2.045% | 3.6312 | 2.045% | 4.2955 | 3.4606 | 0 |  | 2017-01-01 | 3.1694 | 2.6092 | 4.6172 | 3.8012
2015-06-01 | 44.0545 | [5 empty] | 2017-11-01 | 0 | 0 | 0 | 0 | 0 | 0 | 0 | 0 | 0 | 0 | 0 | 0 | 0 | 0 | 0 | 0 | 0 | 0 | 0 | 0 | 0 | 0 | 72 | 0.35 |  |  |  | 2018Q2 | 2018 | 2018-04-01 | 3.5223 | 3.5223 | 3.5223 |  |  |  | 0% |  | 0% | 0 |  |  |  | 0 | 3.5223 | 3.5223 | 2.045% | 3.5223 | 2.045% | 4.2103 | 3.3554 | 0 |  | 2017-02-01 | 2.9303 | 2.4304 | 4.2688 | 3.5406
2015-07-01 | 60.5635 | [5 empty] | 2017-12-01 | 0 | 0 | 0 | 0 | 0 | 0 | 0 | 0 | 0 | 0 | 0 | 0 | 0 | 0 | 0 | 0 | 0 | 0 | 0 | 0 | 0 | 0 | 73 | 0.35 |  |  |  | 2018Q2 | 2018 | 2018-05-01 | 3.4957 | 3.4957 | 3.4957 |  |  |  | 0% |  | 0% | 0 |  |  |  | 0 | 3.4957 | 3.4957 | 2.045% | 3.4957 | 2.045% | 4.1713 | 3.3141 | 0 |  | 2017-03-01 | 2.8433 | 2.3097 | 4.1421 | 3.3648
2015-08-01 | 74.6243 | [5 empty] | 2018-01-01 | 0 | 0 | 0 | 0 | 0 | 0 | 0 | 0 | 0 | 0 | 0 | 0 | 0 | 0 | 0 | 0 | 0 | 0 | 0 | 0 | 0 | 0 | 73 | 0.35 |  |  |  | 2018Q2 | 2018 | 2018-06-01 | 3.5379 | 3.5379 | 3.5379 |  |  |  | 0% |  | 0% | 0 |  |  |  | 0 | 3.5379 | 3.5379 | 2.045% | 3.5379 | 2.045% | 4.1786 | 3.325 | 0 |  | 2017-04-01 | 2.7869 | 2.2395 | 4.0599 | 3.2625
2015-09-01 | 64.2965 | [5 empty] | 2018-02-01 | 0 | 0 | 0 | 0 | 0 | 0 | 0 | 0 | 0 | 0 | 0 | 0 | 0 | 0 | 0 | 0 | 0 | 0 | 0 | 0 | 0 | 0 | 73 | 0.35 |  |  |  | 2018Q3 | 2018 | 2018-07-01 | 3.6345 | 3.6345 | 3.6345 |  |  |  | 0% |  | 0% | 0 |  |  |  | 0 | 3.6345 | 3.6345 | 2.045% | 3.6345 | 2.045% | 4.2321 | 3.3765 | 0 |  | 2017-05-01 | 2.7611 | 2.2119 | 4.0223 | 3.2224
2015-10-01 | 55.6199 | [5 empty] | 2018-03-01 | 0 | 0 | 0 | 0 | 0 | 0 | 0 | 0 | 0 | 0 | 0 | 0 | 0 | 0 | 0 | 0 | 0 | 0 | 0 | 0 | 0 | 0 | 74 | 0.35 |  |  |  | 2018Q3 | 2018 | 2018-08-01 | 3.7716 | 3.7716 | 3.7716 |  |  |  | 0% |  | 0% | 0 |  |  |  | 0 | 3.7716 | 3.7716 | 2.045% | 3.7716 | 2.045% | 4.3318 | 3.4567 | 0 |  | 2017-06-01 | 2.7659 | 2.2192 | 4.0293 | 3.233
2015-11-01 | 55.0593 | [5 empty] | 2018-04-01 | 0 | 0 | 0 | 0 | 0 | 0 | 0 | 0 | 0 | 0 | 0 | 0 | 0 | 0 | 0 | 0 | 0 | 0 | 0 | 0 | 0 | 0 | 74 | 0.35 |  |  |  | 2018Q3 | 2018 | 2018-09-01 | 3.9349 | 3.9349 | 3.9349 |  |  |  | 0% |  | 0% | 0 |  |  |  | 0 | 3.9349 | 3.9349 | 2.045% | 3.9349 | 2.045% | 4.4777 | 3.5541 | 0 |  | 2017-07-01 | 2.8013 | 2.2535 | 4.0809 | 3.283
2015-12-01 | 54.9039 | [5 empty] | 2018-05-01 | 0 | 0 | 0 | 0 | 0 | 0 | 0 | 0 | 0 | 0 | 0 | 0 | 0 | 0 | 0 | 0 | 0 | 0 | 0 | 0 | 0 | 0 | 74 | 0.35 |  |  |  | 2018Q4 | 2018 | 2018-10-01 | 4.1098 | 4.1098 | 4.1098 |  |  |  | 0% |  | 0% | 0 |  |  |  | 0 | 4.1098 | 4.1098 | 2.045% | 4.1098 | 2.045% | 4.6699 | 3.657 | 0 |  | 2017-08-01 | 2.8673 | 2.3071 | 4.1771 | 3.361
2016-01-01 | 57.063 | [5 empty] | 2018-06-01 | 0 | 0 | 0 | 0 | 0 | 0 | 0 | 0 | 0 | 0 | 0 | 0 | 0 | 0 | 0 | 0 | 0 | 0 | 0 | 0 | 0 | 0 | 75 | 0.35 |  |  |  | 2018Q4 | 2018 | 2018-11-01 | 4.2822 | 4.2822 | 4.2822 |  |  |  | 0% |  | 0% | 0 |  |  |  | 0 | 4.2822 | 4.2822 | 2.045% | 4.2822 | 2.045% | 4.9083 | 3.7536 | 0 |  | 2017-09-01 | 2.9639 | 2.3721 | 4.3178 | 3.4557
2016-02-01 | 42.9548 | [5 empty] | 2018-07-01 | 0 | 0 | 0 | 0 | 0 | 0 | 0 | 0 | 0 | 0 | 0 | 0 | 0 | 0 | 0 | 0 | 0 | 0 | 0 | 0 | 0 | 0 | 75 | 0.35 |  |  |  | 2018Q4 | 2018 | 2018-12-01 | 4.4644 | 4.4644 | 4.4644 |  |  |  | 0% |  | 0% | 0 |  |  |  | 0 | 4.4644 | 4.4644 | 2.045% | 4.4644 | 2.045% | 5.012 | 3.8323 | 0 |  | 2017-10-01 | 3.0911 | 2.4408 | 4.5031 | 3.5557
2016-03-01 | 41.4477 | [5 empty] | 2018-08-01 | 0 | 0 | 0 | 0 | 0 | 0 | 0 | 0 | 0 | 0 | 0 | 0 | 0 | 0 | 0 | 0 | 0 | 0 | 0 | 0 | 0 | 0 | 75 | 0.35 |  |  |  | 2019Q1 | 2019 | 2019-01-01 | 4.2553 | 4.2553 | 4.2553 |  |  |  | 0% |  | 0% | 0 |  |  |  | 0 | 4.2553 | 4.2553 | 2.425% | 4.2553 | 2.425% | 4.9604 | 4.0404 | 0 |  | 2017-11-01 | 3.2489 | 2.5052 | 4.733 | 3.6497
2016-04-01 | 41.0873 | [5 empty] | 2018-09-01 | 0 | 0 | 0 | 0 | 0 | 0 | 0 | 0 | 0 | 0 | 0 | 0 | 0 | 0 | 0 | 0 | 0 | 0 | 0 | 0 | 0 | 0 | 76 | 0.35 |  |  |  | 2019Q1 | 2019 | 2019-02-01 | 3.9302 | 3.9302 | 3.9302 |  |  |  | 0% |  | 0% | 0 |  |  |  | 0 | 3.9302 | 3.9302 | 2.425% | 3.9302 | 2.425% | 4.5861 | 3.7634 | 0 |  | 2017-12-01 | 3.3175 | 2.5578 | 4.833 | 3.7262
2016-05-01 | 44.7432 | [5 empty] | 2018-10-01 | 0 | 0 | 0 | 0 | 0 | 0 | 0 | 0 | 0 | 0 | 0 | 0 | 0 | 0 | 0 | 0 | 0 | 0 | 0 | 0 | 0 | 0 | 76 | 0.35 |  |  |  | 2019Q1 | 2019 | 2019-03-01 | 3.7192 | 3.7192 | 3.7192 |  |  |  | 0% |  | 0% | 0 |  |  |  | 0 | 3.7192 | 3.7192 | 2.425% | 3.7192 | 2.425% | 4.4499 | 3.5766 | 0 |  | 2018-01-01 | 3.2224 | 2.6309 | 4.7882 | 3.9094
2016-06-01 | 44.1584 | [5 empty] | 2018-11-01 | 0 | 0 | 0 | 0 | 0 | 0 | 0 | 0 | 0 | 0 | 0 | 0 | 0 | 0 | 0 | 0 | 0 | 0 | 0 | 0 | 0 | 0 | 76 | 0.35 |  |  |  | 2019Q2 | 2019 | 2019-04-01 | 3.6077 | 3.6077 | 3.6077 |  |  |  | 0% |  | 0% | 0 |  |  |  | 0 | 3.6077 | 3.6077 | 2.425% | 3.6077 | 2.425% | 4.3617 | 3.4679 | 0 |  | 2018-02-01 | 2.9792 | 2.4505 | 4.427 | 3.6414
2016-07-01 | 60.7663 | [5 empty] | 2018-12-01 | 0 | 0 | 0 | 0 | 0 | 0 | 0 | 0 | 0 | 0 | 0 | 0 | 0 | 0 | 0 | 0 | 0 | 0 | 0 | 0 | 0 | 0 | 77 | 0.35 |  |  |  | 2019Q2 | 2019 | 2019-05-01 | 3.5805 | 3.5805 | 3.5805 |  |  |  | 0% |  | 0% | 0 |  |  |  | 0 | 3.5805 | 3.5805 | 2.425% | 3.5805 | 2.425% | 4.3213 | 3.4252 | 0 |  | 2018-03-01 | 2.8908 | 2.3289 | 4.2955 | 3.4606
2016-08-01 | 74.4577 | [5 empty] | 2019-01-01 | 0 | 0 | 0 | 0 | 0 | 0 | 0 | 0 | 0 | 0 | 0 | 0 | 0 | 0 | 0 | 0 | 0 | 0 | 0 | 0 | 0 | 0 | 77 | 0.35 |  |  |  | 2019Q2 | 2019 | 2019-06-01 | 3.6237 | 3.6237 | 3.6237 |  |  |  | 0% |  | 0% | 0 |  |  |  | 0 | 3.6237 | 3.6237 | 2.425% | 3.6237 | 2.425% | 4.3288 | 3.4365 | 0 |  | 2018-04-01 | 2.8334 | 2.2581 | 4.2103 | 3.3554
2016-09-01 | 64.9603 | [5 empty] | 2019-02-01 | 0 | 0 | 0 | 0 | 0 | 0 | 0 | 0 | 0 | 0 | 0 | 0 | 0 | 0 | 0 | 0 | 0 | 0 | 0 | 0 | 0 | 0 | 77 | 0.35 |  |  |  | 2019Q3 | 2019 | 2019-07-01 | 3.7226 | 3.7226 | 3.7226 |  |  |  | 0% |  | 0% | 0 |  |  |  | 0 | 3.7226 | 3.7226 | 2.425% | 3.7226 | 2.425% | 4.3842 | 3.4896 | 0 |  | 2018-05-01 | 2.8072 | 2.2303 | 4.1713 | 3.3141
2016-10-01 | 56.0552 | [5 empty] | 2019-03-01 | 0 | 0 | 0 | 0 | 0 | 0 | 0 | 0 | 0 | 0 | 0 | 0 | 0 | 0 | 0 | 0 | 0 | 0 | 0 | 0 | 0 | 0 | 78 | 0.35 |  |  |  | 2019Q3 | 2019 | 2019-08-01 | 3.8631 | 3.8631 | 3.8631 |  |  |  | 0% |  | 0% | 0 |  |  |  | 0 | 3.8631 | 3.8631 | 2.425% | 3.8631 | 2.425% | 4.4875 | 3.5726 | 0 |  | 2018-06-01 | 2.8121 | 2.2377 | 4.1786 | 3.325
2016-11-01 | 56.8804 | [5 empty] | 2019-04-01 | 0 | 0 | 0 | 0 | 0 | 0 | 0 | 0 | 0 | 0 | 0 | 0 | 0 | 0 | 0 | 0 | 0 | 0 | 0 | 0 | 0 | 0 | 78 | 0.35 |  |  |  | 2019Q3 | 2019 | 2019-09-01 | 4.0303 | 4.0303 | 4.0303 |  |  |  | 0% |  | 0% | 0 |  |  |  | 0 | 4.0303 | 4.0303 | 2.425% | 4.0303 | 2.425% | 4.6387 | 3.6732 | 0 |  | 2018-07-01 | 2.848 | 2.2723 | 4.2321 | 3.3765
2016-12-01 | 58.4955 | [5 empty] | 2019-05-01 | 0 | 0 | 0 | 0 | 0 | 0 | 0 | 0 | 0 | 0 | 0 | 0 | 0 | 0 | 0 | 0 | 0 | 0 | 0 | 0 | 0 | 0 | 78 | 0.35 |  |  |  | 2019Q4 | 2019 | 2019-10-01 | 4.2095 | 4.2095 | 4.2095 |  |  |  | 0% |  | 0% | 0 |  |  |  | 0 | 4.2095 | 4.2095 | 2.425% | 4.2095 | 2.425% | 4.8378 | 3.7795 | 0 |  | 2018-08-01 | 2.9152 | 2.3263 | 4.3318 | 3.4567
2017-01-01 | 55.5156 | [5 empty] | 2019-06-01 | 0 | 0 | 0 | 0 | 0 | 0 | 0 | 0 | 0 | 0 | 0 | 0 | 0 | 0 | 0 | 0 | 0 | 0 | 0 | 0 | 0 | 0 | 79 | 0.35 |  |  |  | 2019Q4 | 2019 | 2019-11-01 | 4.3861 | 4.3861 | 4.3861 |  |  |  | 0% |  | 0% | 0 |  |  |  | 0 | 4.3861 | 4.3861 | 2.425% | 4.3861 | 2.425% | 5.0848 | 3.8794 | 0 |  | 2018-09-01 | 3.0134 | 2.3918 | 4.4777 | 3.5541
2017-02-01 | 45.6432 | [5 empty] | 2019-07-01 | 0 | 0 | 0 | 0 | 0 | 0 | 0 | 0 | 0 | 0 | 0 | 0 | 0 | 0 | 0 | 0 | 0 | 0 | 0 | 0 | 0 | 0 | 79 | 0.35 |  |  |  | 2019Q4 | 2019 | 2019-12-01 | 4.5726 | 4.5726 | 4.5726 |  |  |  | 0% |  | 0% | 0 |  |  |  | 0 | 4.5726 | 4.5726 | 2.425% | 4.5726 | 2.425% | 5.1922 | 3.9607 | 0 |  | 2018-10-01 | 3.1427 | 2.461 | 4.6699 | 3.657
2017-03-01 | 41.6614 | [5 empty] | 2019-08-01 | 0 | 0 | 0 | 0 | 0 | 0 | 0 | 0 | 0 | 0 | 0 | 0 | 0 | 0 | 0 | 0 | 0 | 0 | 0 | 0 | 0 | 0 | 79 | 0.35 |  |  |  | 2020Q1 | 2020 | 2020-01-01 | 4.3686 | 4.3686 | 4.3686 |  |  |  | 0% |  | 0% | 0 |  |  |  | 0 | 4.3686 | 4.3686 | 2.663% | 4.3686 | 2.663% | 5.1634 | 4.1859 | 0 |  | 2018-11-01 | 3.3032 | 2.5261 | 4.9083 | 3.7536
2017-04-01 | 42.3356 | [5 empty] | 2019-09-01 | 0 | 0 | 0 | 0 | 0 | 0 | 0 | 0 | 0 | 0 | 0 | 0 | 0 | 0 | 0 | 0 | 0 | 0 | 0 | 0 | 0 | 0 | 80 | 0.35 |  |  |  | 2020Q1 | 2020 | 2020-02-01 | 4.0349 | 4.0349 | 4.0349 |  |  |  | 0% |  | 0% | 0 |  |  |  | 0 | 4.0349 | 4.0349 | 2.663% | 4.0349 | 2.663% | 4.7738 | 3.8989 | 0 |  | 2018-12-01 | 3.3729 | 2.579 | 5.012 | 3.8323
2017-05-01 | 43.6097 | [5 empty] | 2019-10-01 | 0 | 0 | 0 | 0 | 0 | 0 | 0 | 0 | 0 | 0 | 0 | 0 | 0 | 0 | 0 | 0 | 0 | 0 | 0 | 0 | 0 | 0 | 80 | 0.35 |  |  |  | 2020Q1 | 2020 | 2020-03-01 | 3.8185 | 3.8185 | 3.8185 |  |  |  | 0% |  | 0% | 0 |  |  |  | 0 | 3.8185 | 3.8185 | 2.669% | 3.8185 | 2.669% | 4.6321 | 3.7053 | 0 |  | 2019-01-01 | 3.2727 | 2.6658 | 4.9604 | 4.0404
2017-06-01 | 45.6571 | [5 empty] | 2019-11-01 | 0 | 0 | 0 | 0 | 0 | 0 | 0 | 0 | 0 | 0 | 0 | 0 | 0 | 0 | 0 | 0 | 0 | 0 | 0 | 0 | 0 | 0 | 80 | 0.35 |  |  |  | 2020Q2 | 2020 | 2020-04-01 | 3.7039 | 3.7039 | 3.7039 |  |  |  | 0% |  | 0% | 0 |  |  |  | 0 | 3.7039 | 3.7039 | 2.669% | 3.7039 | 2.669% | 4.5402 | 3.5927 | 0 |  | 2019-02-01 | 3.0258 | 2.483 | 4.5861 | 3.7634
2017-07-01 | 61.7073 | [5 empty] | 2019-12-01 | 0 | 0 | 0 | 0 | 0 | 0 | 0 | 0 | 0 | 0 | 0 | 0 | 0 | 0 | 0 | 0 | 0 | 0 | 0 | 0 | 0 | 0 | 81 | 0.35 |  |  |  | 2020Q2 | 2020 | 2020-05-01 | 3.676 | 3.676 | 3.676 |  |  |  | 0% |  | 0% | 0 |  |  |  | 0 | 3.676 | 3.676 | 2.669% | 3.676 | 2.669% | 4.4981 | 3.5485 | 0 |  | 2019-03-01 | 2.936 | 2.3598 | 4.4499 | 3.5766
2017-08-01 | 75.451 | [5 empty] | 2020-01-01 | 0 | 0 | 0 | 0 | 0 | 0 | 0 | 0 | 0 | 0 | 0 | 0 | 0 | 0 | 0 | 0 | 0 | 0 | 0 | 0 | 0 | 0 | 81 | 0.35 |  |  |  | 2020Q2 | 2020 | 2020-06-01 | 3.7204 | 3.7204 | 3.7204 |  |  |  | 0% |  | 0% | 0 |  |  |  | 0 | 3.7204 | 3.7204 | 2.669% | 3.7204 | 2.669% | 4.506 | 3.5602 | 0 |  | 2019-04-01 | 2.8777 | 2.288 | 4.3617 | 3.4679
2017-09-01 | 64.6404 | [5 empty] | 2020-02-01 | 0 | 0 | 0 | 0 | 0 | 0 | 0 | 0 | 0 | 0 | 0 | 0 | 0 | 0 | 0 | 0 | 0 | 0 | 0 | 0 | 0 | 0 | 81 | 0.35 |  |  |  | 2020Q3 | 2020 | 2020-07-01 | 3.822 | 3.822 | 3.822 |  |  |  | 0% |  | 0% | 0 |  |  |  | 0 | 3.822 | 3.822 | 2.669% | 3.822 | 2.669% | 4.5636 | 3.6152 | 0 |  | 2019-05-01 | 2.8511 | 2.2599 | 4.3213 | 3.4252
2017-10-01 | 55.8224 | [5 empty] | 2020-03-01 | 0 | 0 | 0 | 0 | 0 | 0 | 0 | 0 | 0 | 0 | 0 | 0 | 0 | 0 | 0 | 0 | 0 | 0 | 0 | 0 | 0 | 0 | 82 | 0.35 |  |  |  | 2020Q3 | 2020 | 2020-08-01 | 3.9662 | 3.9662 | 3.9662 |  |  |  | 0% |  | 0% | 0 |  |  |  | 0 | 3.9662 | 3.9662 | 2.669% | 3.9662 | 2.669% | 4.6712 | 3.7012 | 0 |  | 2019-06-01 | 2.856 | 2.2673 | 4.3288 | 3.4365
2017-11-01 | 59.477 | [5 empty] | 2020-04-01 | 0 | 0 | 0 | 0 | 0 | 0 | 0 | 0 | 0 | 0 | 0 | 0 | 0 | 0 | 0 | 0 | 0 | 0 | 0 | 0 | 0 | 0 | 82 | 0.35 |  |  |  | 2020Q3 | 2020 | 2020-09-01 | 4.1379 | 4.1379 | 4.1379 |  |  |  | 0% |  | 0% | 0 |  |  |  | 0 | 4.1379 | 4.1379 | 2.669% | 4.1379 | 2.669% | 4.8285 | 3.8055 | 0 |  | 2019-07-01 | 2.8926 | 2.3024 | 4.3842 | 3.4896
2017-12-01 | 58.1445 | [5 empty] | 2020-05-01 | 0 | 0 | 0 | 0 | 0 | 0 | 0 | 0 | 0 | 0 | 0 | 0 | 0 | 0 | 0 | 0 | 0 | 0 | 0 | 0 | 0 | 0 | 82 | 0.35 |  |  |  | 2020Q4 | 2020 | 2020-10-01 | 4.3218 | 4.3218 | 4.3218 |  |  |  | 0% |  | 0% | 0 |  |  |  | 0 | 4.3218 | 4.3218 | 2.669% | 4.3218 | 2.669% | 5.0358 | 3.9156 | 0 |  | 2019-08-01 | 2.9607 | 2.3571 | 4.4875 | 3.5726
2018-01-01 | 55.0441 | [5 empty] | 2020-06-01 | 0 | 0 | 0 | 0 | 0 | 0 | 0 | 0 | 0 | 0 | 0 | 0 | 0 | 0 | 0 | 0 | 0 | 0 | 0 | 0 | 0 | 0 | 83 | 0.35 |  |  |  | 2020Q4 | 2020 | 2020-11-01 | 4.5031 | 4.5031 | 4.5031 |  |  |  | 0% |  | 0% | 0 |  |  |  | 0 | 4.5031 | 4.5031 | 2.669% | 4.5031 | 2.669% | 5.2929 | 4.019 | 0 |  | 2019-09-01 | 3.0605 | 2.4235 | 4.6387 | 3.6732
2018-02-01 | 43.238 | [5 empty] | 2020-07-01 | 0 | 0 | 0 | 0 | 0 | 0 | 0 | 0 | 0 | 0 | 0 | 0 | 0 | 0 | 0 | 0 | 0 | 0 | 0 | 0 | 0 | 0 | 83 | 0.35 |  |  |  | 2020Q4 | 2020 | 2020-12-01 | 4.6947 | 4.6947 | 4.6947 |  |  |  | 0% |  | 0% | 0 |  |  |  | 0 | 4.6947 | 4.6947 | 2.669% | 4.6947 | 2.669% | 5.4047 | 4.1033 | 0 |  | 2019-10-01 | 3.1919 | 2.4936 | 4.8378 | 3.7795
2018-03-01 | 42.2607 | [5 empty] | 2020-08-01 | 0 | 0 | 0 | 0 | 0 | 0 | 0 | 0 | 0 | 0 | 0 | 0 | 0 | 0 | 0 | 0 | 0 | 0 | 0 | 0 | 0 | 0 | 83 | 0.35 |  |  |  | 2021Q1 | 2021 | 2021-01-01 | 4.4767 | 4.4767 | 4.4767 |  |  |  | 0% |  | 0% | 0 |  |  |  | 0 | 4.4767 | 4.4767 | 2.475% | 4.4767 | 2.475% | 5.3749 | 4.3367 | 0 |  | 2019-11-01 | 3.3548 | 2.5595 | 5.0848 | 3.8794
2018-04-01 | 41.6841 | [5 empty] | 2020-09-01 | 0 | 0 | 0 | 0 | 0 | 0 | 0 | 0 | 0 | 0 | 0 | 0 | 0 | 0 | 0 | 0 | 0 | 0 | 0 | 0 | 0 | 0 | 84 | 0.35 |  |  |  | 2021Q1 | 2021 | 2021-02-01 | 4.1348 | 4.1348 | 4.1348 |  |  |  | 0% |  | 0% | 0 |  |  |  | 0 | 4.1348 | 4.1348 | 2.475% | 4.1348 | 2.475% | 4.9693 | 4.0394 | 0 |  | 2019-12-01 | 3.4257 | 2.6132 | 5.1922 | 3.9607
2018-05-01 | 44.2792 | [5 empty] | 2020-10-01 | 0 | 0 | 0 | 0 | 0 | 0 | 0 | 0 | 0 | 0 | 0 | 0 | 0 | 0 | 0 | 0 | 0 | 0 | 0 | 0 | 0 | 0 | 84 | 0.35 |  |  |  | 2021Q1 | 2021 | 2021-03-01 | 3.9128 | 3.9128 | 3.9128 |  |  |  | 0% |  | 0% | 0 |  |  |  | 0 | 3.9128 | 3.9128 | 2.469% | 3.9128 | 2.469% | 4.8218 | 3.8389 | 0 |  | 2020-01-01 | 3.3399 | 2.7076 | 5.1634 | 4.1859
2018-06-01 | 46.7415 | [5 empty] | 2020-11-01 | 0 | 0 | 0 | 0 | 0 | 0 | 0 | 0 | 0 | 0 | 0 | 0 | 0 | 0 | 0 | 0 | 0 | 0 | 0 | 0 | 0 | 0 | 84 | 0.35 |  |  |  | 2021Q2 | 2021 | 2021-04-01 | 3.7954 | 3.7954 | 3.7954 |  |  |  | 0% |  | 0% | 0 |  |  |  | 0 | 3.7954 | 3.7954 | 2.469% | 3.7954 | 2.469% | 4.7261 | 3.7222 | 0 |  | 2020-02-01 | 3.0879 | 2.522 | 4.7738 | 3.8989
2018-07-01 | 63.0098 | [5 empty] | 2020-12-01 | 0 | 0 | 0 | 0 | 0 | 0 | 0 | 0 | 0 | 0 | 0 | 0 | 0 | 0 | 0 | 0 | 0 | 0 | 0 | 0 | 0 | 0 | 85 | 0.35 |  |  |  | 2021Q2 | 2021 | 2021-05-01 | 3.7668 | 3.7668 | 3.7668 |  |  |  | 0% |  | 0% | 0 |  |  |  | 0 | 3.7668 | 3.7668 | 2.469% | 3.7668 | 2.469% | 4.6824 | 3.6764 | 0 |  | 2020-03-01 | 2.9962 | 2.3968 | 4.6321 | 3.7053
2018-08-01 | 74.158 | [5 empty] | 2021-01-01 | 0 | 0 | 0 | 0 | 0 | 0 | 0 | 0 | 0 | 0 | 0 | 0 | 0 | 0 | 0 | 0 | 0 | 0 | 0 | 0 | 0 | 0 | 85 | 0.35 |  |  |  | 2021Q2 | 2021 | 2021-06-01 | 3.8123 | 3.8123 | 3.8123 |  |  |  | 0% |  | 0% | 0 |  |  |  | 0 | 3.8123 | 3.8123 | 2.469% | 3.8123 | 2.469% | 4.6905 | 3.6885 | 0 |  | 2020-04-01 | 2.9368 | 2.3239 | 4.5402 | 3.5927
2018-09-01 | 66.5679 | [5 empty] | 2021-02-01 | 0 | 0 | 0 | 0 | 0 | 0 | 0 | 0 | 0 | 0 | 0 | 0 | 0 | 0 | 0 | 0 | 0 | 0 | 0 | 0 | 0 | 0 | 85 | 0.35 |  |  |  | 2021Q3 | 2021 | 2021-07-01 | 3.9163 | 3.9163 | 3.9163 |  |  |  | 0% |  | 0% | 0 |  |  |  | 0 | 3.9163 | 3.9163 | 2.469% | 3.9163 | 2.469% | 4.7505 | 3.7455 | 0 |  | 2020-05-01 | 2.9096 | 2.2953 | 4.4981 | 3.5485
2018-10-01 | 54.851 | [5 empty] | 2021-03-01 | 0 | 0 | 0 | 0 | 0 | 0 | 0 | 0 | 0 | 0 | 0 | 0 | 0 | 0 | 0 | 0 | 0 | 0 | 0 | 0 | 0 | 0 | 86 | 0.35 |  |  |  | 2021Q3 | 2021 | 2021-08-01 | 4.0641 | 4.0641 | 4.0641 |  |  |  | 0% |  | 0% | 0 |  |  |  | 0 | 4.0641 | 4.0641 | 2.469% | 4.0641 | 2.469% | 4.8625 | 3.8345 | 0 |  | 2020-06-01 | 2.9146 | 2.3029 | 4.506 | 3.5602
2018-11-01 | 57.8434 | [5 empty] | 2021-04-01 | 0 | 0 | 0 | 0 | 0 | 0 | 0 | 0 | 0 | 0 | 0 | 0 | 0 | 0 | 0 | 0 | 0 | 0 | 0 | 0 | 0 | 0 | 86 | 0.35 |  |  |  | 2021Q3 | 2021 | 2021-09-01 | 4.2401 | 4.2401 | 4.2401 |  |  |  | 0% |  | 0% | 0 |  |  |  | 0 | 4.2401 | 4.2401 | 2.469% | 4.2401 | 2.469% | 5.0263 | 3.9426 | 0 |  | 2020-07-01 | 2.9519 | 2.3385 | 4.5636 | 3.6152
2018-12-01 | 60.5869 | [5 empty] | 2021-05-01 | 0 | 0 | 0 | 0 | 0 | 0 | 0 | 0 | 0 | 0 | 0 | 0 | 0 | 0 | 0 | 0 | 0 | 0 | 0 | 0 | 0 | 0 | 86 | 0.35 |  |  |  | 2021Q4 | 2021 | 2021-10-01 | 4.4285 | 4.4285 | 4.4285 |  |  |  | 0% |  | 0% | 0 |  |  |  | 0 | 4.4285 | 4.4285 | 2.469% | 4.4285 | 2.469% | 5.242 | 4.0567 | 0 |  | 2020-08-01 | 3.0215 | 2.3941 | 4.6712 | 3.7012
2019-01-01 | 60.1318 | [5 empty] | 2021-06-01 | 0 | 0 | 0 | 0 | 0 | 0 | 0 | 0 | 0 | 0 | 0 | 0 | 0 | 0 | 0 | 0 | 0 | 0 | 0 | 0 | 0 | 0 | 87 | 0.35 |  |  |  | 2021Q4 | 2021 | 2021-11-01 | 4.6143 | 4.6143 | 4.6143 |  |  |  | 0% |  | 0% | 0 |  |  |  | 0 | 4.6143 | 4.6143 | 2.469% | 4.6143 | 2.469% | 5.5096 | 4.1638 | 0 |  | 2020-09-01 | 3.1233 | 2.4615 | 4.8285 | 3.8055
2019-02-01 | 47.0801 | [5 empty] | 2021-07-01 | 0 | 0 | 0 | 0 | 0 | 0 | 0 | 0 | 0 | 0 | 0 | 0 | 0 | 0 | 0 | 0 | 0 | 0 | 0 | 0 | 0 | 0 | 87 | 0.35 |  |  |  | 2021Q4 | 2021 | 2021-12-01 | 4.8106 | 4.8106 | 4.8106 |  |  |  | 0% |  | 0% | 0 |  |  |  | 0 | 4.8106 | 4.8106 | 2.469% | 4.8106 | 2.469% | 5.626 | 4.2511 | 0 |  | 2020-10-01 | 3.2573 | 2.5327 | 5.0358 | 3.9156
2019-03-01 | 42.4248 | [5 empty] | 2021-08-01 | 0 | 0 | 0 | 0 | 0 | 0 | 0 | 0 | 0 | 0 | 0 | 0 | 0 | 0 | 0 | 0 | 0 | 0 | 0 | 0 | 0 | 0 | 87 | 0.35 |  |  |  | 2022Q1 | 2022 | 2022-01-01 | 4.851 | 4.851 | 4.851 |  |  |  | 0% |  | 0% | 0 |  |  |  | 0 | 4.851 | 4.851 | 8.361% | 4.851 | 8.361% | 5.5951 | 4.4931 | 0 |  | 2020-11-01 | 3.4236 | 2.5997 | 5.2929 | 4.019
2019-04-01 | 42.0937 | [5 empty] | 2021-09-01 | 0 | 0 | 0 | 0 | 0 | 0 | 0 | 0 | 0 | 0 | 0 | 0 | 0 | 0 | 0 | 0 | 0 | 0 | 0 | 0 | 0 | 0 | 88 | 0.35 |  |  |  | 2022Q1 | 2022 | 2022-02-01 | 4.8 | 4.8 | 4.8 |  |  |  | 0% |  | 0% | 0 |  |  |  | 0 | 4.8 | 4.8 | 16.09% | 4.8 | 16.09% | 5.1729 | 4.1851 | 0 |  | 2020-12-01 | 3.496 | 2.6542 | 5.4047 | 4.1033
2019-05-01 | 45.8391 | [5 empty] | 2021-10-01 | 0 | 0 | 0 | 0 | 0 | 0 | 0 | 0 | 0 | 0 | 0 | 0 | 0 | 0 | 0 | 0 | 0 | 0 | 0 | 0 | 0 | 0 | 88 | 0.35 |  |  |  | 2022Q1 | 2022 | 2022-03-01 | 4.699 | 4.699 | 4.699 |  |  |  | 0% |  | 0% | 0 |  |  |  | 0 | 4.699 | 4.699 | 20.09% | 4.699 | 20.09% | 5.0194 | 3.9773 | 0 |  | 2021-01-01 | 3.4085 | 2.7501 | 5.3749 | 4.3367
2019-06-01 | 47.1708 | [5 empty] | 2021-11-01 | 0 | 0 | 0 | 0 | 0 | 0 | 0 | 0 | 0 | 0 | 0 | 0 | 0 | 0 | 0 | 0 | 0 | 0 | 0 | 0 | 0 | 0 | 88 | 0.35 |  |  |  | 2022Q2 | 2022 | 2022-04-01 | 4.601 | 4.601 | 4.601 |  |  |  | 0% |  | 0% | 0 |  |  |  | 0 | 4.601 | 4.601 | 21.23% | 4.601 | 21.23% | 4.9198 | 3.8564 | 0 |  | 2021-02-01 | 3.1513 | 2.5616 | 4.9693 | 4.0394
2019-07-01 | 64.8881 | [5 empty] | 2021-12-01 | 0 | 0 | 0 | 0 | 0 | 0 | 0 | 0 | 0 | 0 | 0 | 0 | 0 | 0 | 0 | 0 | 0 | 0 | 0 | 0 | 0 | 0 | 89 | 0.35 |  |  |  | 2022Q2 | 2022 | 2022-05-01 | 4.592 | 4.592 | 4.592 |  |  |  | 0% |  | 0% | 0 |  |  |  | 0 | 4.592 | 4.592 | 21.91% | 4.592 | 21.91% | 4.8742 | 3.809 | 0 |  | 2021-03-01 | 3.0577 | 2.4344 | 4.8218 | 3.8389
2019-08-01 | 78.0168 | [5 empty] | 2022-01-01 | 0 | 0 | 0 | 0 | 0 | 0 | 0 | 0 | 0 | 0 | 0 | 0 | 0 | 0 | 0 | 0 | 0 | 0 | 0 | 0 | 0 | 0 | 89 | 0.35 |  |  |  | 2022Q2 | 2022 | 2022-06-01 | 4.591 | 4.591 | 4.591 |  |  |  | 0% |  | 0% | 0 |  |  |  | 0 | 4.591 | 4.591 | 20.43% | 4.591 | 20.43% | 4.8827 | 3.8215 | 0 |  | 2021-04-01 | 2.9971 | 2.3604 | 4.7261 | 3.7222
2019-09-01 | 68.0939 | [5 empty] | 2022-02-01 | 0 | 0 | 0 | 0 | 0 | 0 | 0 | 0 | 0 | 0 | 0 | 0 | 0 | 0 | 0 | 0 | 0 | 0 | 0 | 0 | 0 | 0 | 89 | 0.35 |  |  |  | 2022Q3 | 2022 | 2022-07-01 | 4.656 | 4.656 | 4.656 |  |  |  | 0% |  | 0% | 0 |  |  |  | 0 | 4.656 | 4.656 | 18.89% | 4.656 | 18.89% | 4.9452 | 3.8806 | 0 |  | 2021-05-01 | 2.9693 | 2.3314 | 4.6824 | 3.6764
2019-10-01 | 57.1471 | [5 empty] | 2022-03-01 | 0 | 0 | 0 | 0 | 0 | 0 | 0 | 0 | 0 | 0 | 0 | 0 | 0 | 0 | 0 | 0 | 0 | 0 | 0 | 0 | 0 | 0 | 90 | 0.35 |  |  |  | 2022Q3 | 2022 | 2022-08-01 | 4.651 | 4.651 | 4.651 |  |  |  | 0% |  | 0% | 0 |  |  |  | 0 | 4.651 | 4.651 | 14.44% | 4.651 | 14.44% | 5.0617 | 3.9728 | 0 |  | 2021-06-01 | 2.9745 | 2.3391 | 4.6905 | 3.6885
2019-11-01 | 62.6442 | [5 empty] | 2022-04-01 | 0 | 0 | 0 | 0 | 0 | 0 | 0 | 0 | 0 | 0 | 0 | 0 | 0 | 0 | 0 | 0 | 0 | 0 | 0 | 0 | 0 | 0 | 90 | 0.35 |  |  |  | 2022Q3 | 2022 | 2022-09-01 | 4.622 | 4.622 | 4.622 |  |  |  | 0% |  | 0% | 0 |  |  |  | 0 | 4.622 | 4.622 | 9.007% | 4.622 | 9.007% | #N/A | #N/A | 0 |  | 2021-07-01 | 3.0126 | 2.3752 | 4.7505 | 3.7455
2019-12-01 | 62.131 | [5 empty] | 2022-05-01 | 0 | 0 | 0 | 0 | 0 | 0 | 0 | 0 | 0 | 0 | 0 | 0 | 0 | 0 | 0 | 0 | 0 | 0 | 0 | 0 | 0 | 0 | 90 | 0.35 |  |  |  | 2022Q4 | 2022 | 2022-10-01 | 4.621 | 4.621 | 4.621 |  |  |  | 0% |  | 0% | 0 |  |  |  | 0 | 4.621 | 4.621 | 4.346% | 4.621 | 4.346% | #N/A | #N/A | 0 |  | 2021-08-01 | 3.0836 | 2.4317 | 4.8625 | 3.8345
2020-01-01 | 57.8513 | [5 empty] | 2022-06-01 | 0 | 0 | 0 | 0 | 0 | 0 | 0 | 0 | 0 | 0 | 0 | 0 | 0 | 0 | 0 | 0 | 0 | 0 | 0 | 0 | 0 | 0 | 91 | 0.35 |  |  |  | 2022Q4 | 2022 | 2022-11-01 | 4.638 | 4.638 | 4.638 |  |  |  | 0% |  | 0% | 0 |  |  |  | 0 | 4.638 | 4.638 | 0.513% | 4.638 | 0.513% | #N/A | #N/A | 0 |  | 2021-09-01 | 3.1875 | 2.5002 | 5.0263 | 3.9426
2020-02-01 | 45.0327 | [5 empty] | 2022-07-01 | 0 | 0 | 0 | 0 | 0 | 0 | 0 | 0 | 0 | 0 | 0 | 0 | 0 | 0 | 0 | 0 | 0 | 0 | 0 | 0 | 0 | 0 | 91 | 0.35 |  |  |  | 2022Q4 | 2022 | 2022-12-01 | 4.69 | 4.69 | 4.69 |  |  |  | 0% |  | 0% | 0 |  |  |  | 0 | 4.69 | 4.69 | -2.507% | 4.69 | -2.507% | #N/A | #N/A | 0 |  | 2021-10-01 | 3.3243 | 2.5726 | 5.242 | 4.0567
2020-03-01 | 44.71 | [5 empty] | 2022-08-01 | 0 | 0 | 0 | 0 | 0 | 0 | 0 | 0 | 0 | 0 | 0 | 0 | 0 | 0 | 0 | 0 | 0 | 0 | 0 | 0 | 0 | 0 | 91 | 0.35 |  |  |  | 2023Q1 | 2023 | 2023-01-01 | 4.948 | 4.948 | 4.948 |  |  |  | 0% |  | 0% | 0 |  |  |  | 0 | 4.948 | 4.948 | 2% | 4.948 | 2% | #N/A | #N/A | 0 |  | 2021-11-01 | 3.494 | 2.6405 | 5.5096 | 4.1638
2020-04-01 | 43.7928 | [5 empty] | 2022-09-01 | 0 | 0 | 0 | 0 | 0 | 0 | 0 | 0 | 0 | 0 | 0 | 0 | 0 | 0 | 0 | 0 | 0 | 0 | 0 | 0 | 0 | 0 | 92 | 0.35 |  |  |  | 2023Q1 | 2023 | 2023-02-01 | 4.901 | 4.901 | 4.901 |  |  |  | 0% |  | 0% | 0 |  |  |  | 0 | 4.901 | 4.901 | 2.104% | 4.901 | 2.104% | #N/A | #N/A | 0 |  | 2021-12-01 | 3.5678 | 2.6959 | 5.626 | 4.2511
2020-05-01 | 46.8599 | [5 empty] | 2022-10-01 | 0 | 0 | 0 | 0 | 0 | 0 | 0 | 0 | 0 | 0 | 0 | 0 | 0 | 0 | 0 | 0 | 0 | 0 | 0 | 0 | 0 | 0 | 92 | 0.35 | [6 empty] | 4.803 | 4.803 | 4.803 | [10 empty] | 0 | 4.803 | 4.803 | [5 empty] | 0 |  | 2022-01-01 | 3.4786 | 2.7935 | 5.5951 | 4.4931
2020-06-01 | 48.9251 | [5 empty] | 2022-11-01 | 0 | 0 | 0 | 0 | 0 | 0 | 0 | 0 | 0 | 0 | 0 | 0 | 0 | 0 | 0 | 0 | 0 | 0 | 0 | 0 | 0 | 0 | 92 | 0.35 | [6 empty] | 4.708 | 4.708 | 4.708 | [10 empty] | 0 | 4.708 | 4.708 | [5 empty] | 0 |  | 2022-02-01 | 3.2161 | 2.6019 | 5.1729 | 4.1851
2020-07-01 | 65.374 | [5 empty] | 2022-12-01 | 0 | 0 | 0 | 0 | 0 | 0 | 0 | 0 | 0 | 0 | 0 | 0 | 0 | 0 | 0 | 0 | 0 | 0 | 0 | 0 | 0 | 0 | 93 | 0.35 | [6 empty] | 4.7 | 4.7 | 4.7 | [10 empty] | 0 | 4.7 | 4.7 | [5 empty] | 0 |  | 2022-03-01 | 3.1206 | 2.4728 | 5.0194 | 3.9773
2020-08-01 | 78.7537 | [5 empty] | 2023-01-01 | 0 | 0 | 0 | 0 | 0 | 0 | 0 | 0 | 0 | 0 | 0 | 0 | 0 | 0 | 0 | 0 | 0 | 0 | 0 | 0 | 0 | 0 | 93 | 0.35 | [6 empty] | 4.7 | 4.7 | 4.7 | [10 empty] | 0 | 4.7 | 4.7 | [5 empty] | 0 |  | 2022-04-01 | 3.0587 | 2.3976 | 4.9198 | 3.8564
2020-09-01 | 67.9202 | [6 empty] | 0 | 0 | 0 | 0 | 0 | 0 |  |  |  | 0 | 0 | 0 | 0 | 0 | 0 | 0 | 0 | 0 | 0 | 0 | 0 | 0 | [8 empty] | 4.765 | 4.765 | 4.765 | [10 empty] | 0 | 4.765 | 4.765 | [5 empty] | 0 |  | 2022-05-01 | 3.0304 | 2.3681 | 4.8742 | 3.809
2020-10-01 | 57.7204 | [6 empty] | 0 | 0 | 0 | 0 | 0 | 0 |  |  |  | 0 | 0 | 0 | 0 | 0 | 0 | 0 | 0 | 0 | 0 | 0 | 0 | 0 | [8 empty] | 4.76 | 4.76 | 4.76 | [10 empty] | 0 | 4.76 | 4.76 | [5 empty] | 0 |  | 2022-06-01 | 3.0357 | 2.3759 | 4.8827 | 3.8215
2020-11-01 | 59.2839 | [6 empty] | 0 | 0 | 0 | 0 | 0 | 0 |  |  |  | 0 | 0 | 0 | 0 | 0 | 0 | 0 | 0 | 0 | 0 | 0 | 0 | 0 | [8 empty] | 4.73 | 4.73 | 4.73 | [10 empty] | 0 | 4.73 | 4.73 | [5 empty] | 0 |  | 2022-07-01 | 3.0745 | 2.4126 | 4.9452 | 3.8806
2020-12-01 | 62.3038 | [6 empty] | 0 | 0 | 0 | 0 | 0 | 0 |  |  |  | 0 | 0 | 0 | 0 | 0 | 0 | 0 | 0 | 0 | 0 | 0 | 0 | 0 | [8 empty] | 4.728 | 4.728 | 4.728 | [10 empty] | 0 | 4.728 | 4.728 | [5 empty] | 0 |  | 2022-08-01 | 3.147 | 2.47 | 5.0617 | 3.9728
2021-01-01 | 60.7353 | [6 empty] | 0 | 0 | 0 | 0 | 0 | 0 |  |  |  | 0 | 0 | 0 | 0 | 0 | 0 | 0 | 0 | 0 | 0 | 0 | 0 | 0 | [8 empty] | 4.74 | 4.74 | 4.74 | [10 empty] | 0 | 4.74 | 4.74 | [5 empty] | 0
2021-02-01 | 46.5319 | [6 empty] | 0 | 0 | 0 | 0 | 0 | 0 |  |  |  | 0 | 0 | 0 | 0 | 0 | 0 | 0 | 0 | 0 | 0 | 0 | 0 | 0 | [8 empty] | 4.789 | 4.789 | 4.789 | [10 empty] | 0 | 4.789 | 4.789 | [5 empty] | 0
2021-03-01 | 44.2407 | [36 empty] | 5.045 | 5.045 | 5.045 | [10 empty] | 0 | 5.045 | 5.045 | [5 empty] | 0
2021-04-01 | 43.5616 | [36 empty] | 5.002 | 5.002 | 5.002 | [10 empty] | 0 | 5.002 | 5.002 | [5 empty] | 0
2021-05-01 | 48.8792 | [36 empty] | 4.907 | 4.907 | 4.907 | [10 empty] | 0 | 4.907 | 4.907 | [5 empty] | 0
2021-06-01 | 50.7379 | [36 empty] | 4.815 | 4.815 | 4.815 | [10 empty] | 0 | 4.815 | 4.815 | [5 empty] | 0
2021-07-01 | 66.6722 | [36 empty] | 4.808 | 4.808 | 4.808 | [10 empty] | 0 | 4.808 | 4.808 | [5 empty] | 0
2021-08-01 | 80.2999 | [37 empty] | 0 | [11 empty] | 0 | 0 | [6 empty] | 0
2021-09-01 | 70.6898 | [49 empty] | 0 | [7 empty] | 0
2021-10-01 | 59.5397 | [49 empty] | 0 | [7 empty] | 0
2021-11-01 | 62.1314 | [49 empty] | 0 | [7 empty] | 0
2021-12-01 | 64.9565 | [49 empty] | 0 | [7 empty] | 0
2022-01-01 | 22.18 | [49 empty] | 0 | [7 empty] | 0
2022-02-01 | 24.04 | [49 empty] | 0 | [7 empty] | 0
2022-03-01 | 24.41 | [49 empty] | 0 | [7 empty] | 0
2022-04-01 | 21.91 | [49 empty] | 0 | [7 empty] | 0
2022-05-01 | 24.22 | [49 empty] | 0 | [7 empty] | 0
2022-06-01 | 26.47 | [49 empty] | 0 | [7 empty] | 0
2022-07-01 | 33.22 | [49 empty] | 0 | [7 empty] | 0
2022-08-01 | 52.95 | [49 empty] | 0 | [7 empty] | 0
2022-09-01 | 69.95 | [49 empty] | 0 | [7 empty] | 0
2022-10-01 | 49.95 | [49 empty] | 0 | [7 empty] | 0
2022-11-01 | 35.73 | [49 empty] | 0 | [7 empty] | 0
2022-12-01 | 22.23 | [49 empty] | 0 | [7 empty] | 0
2023-01-01 | 22.23 | [49 empty] | 0 | [7 empty] | 0
| 24.06 | [49 empty] | 0 | [7 empty] | 0
| 24.44 | [49 empty] | 0 | [7 empty] | 0
| 21.94 | [49 empty] | 0 | [7 empty] | 0
| 24.26 | [49 empty] | 0 | [7 empty] | 0
| 26.51 | [49 empty] | 0 | [7 empty] | 0
| 33.26 | [49 empty] | 0 | [7 empty] | 0
| 53.05 | [49 empty] | 0 | [7 empty] | 0
[51 empty] | 0 | [7 empty] | 0
[51 empty] | 0 | [7 empty] | 0
[51 empty] | 0 | [7 empty] | 0
[51 empty] | 0 | [7 empty] | 0
[51 empty] | 0 | [7 empty] | 0
[51 empty] | 0 | [7 empty] | 0
[51 empty] | 0 | [7 empty] | 0
[51 empty] | 0 | [7 empty] | 0
[51 empty] | 0 | [7 empty] | 0
[51 empty] | 0 | [7 empty] | 0
[51 empty] | 0 | [7 empty] | 0
[51 empty] | 0 | [7 empty] | 0
[51 empty] | 0 | [7 empty] | 0
[51 empty] | 0 | [7 empty] | 0
[51 empty] | 0 | [7 empty] | 0
[51 empty] | 0 | [7 empty] | 0
[51 empty] | 0 | [7 empty] | 0
[51 empty] | 0 | [7 empty] | 0
[51 empty] | 0 | [7 empty] | 0
[51 empty] | 0 | [7 empty] | 0
[51 empty] | 0 | [7 empty] | 0
[51 empty] | 0 | [7 empty] | 0
[51 empty] | 0 | [7 empty] | 0
[51 empty] | 0 | [7 empty] | 0
[51 empty] | 0 | [7 empty] | 0
[51 empty] | 0 | [7 empty] | 0
[51 empty] | 0 | [7 empty] | 0
[51 empty] | 0 | [7 empty] | 0
[51 empty] | 0 | [7 empty] | 0
[51 empty] | 0 | [7 empty] | 0
[51 empty] | 0 | [7 empty] | 0
[51 empty] | 0 | [7 empty] | 0
[51 empty] | 0 | [7 empty] | 0
[51 empty] | 0 | [7 empty] | 0
[51 empty] | 0 | [7 empty] | 0
[51 empty] | 0 | [7 empty] | 0
[51 empty] | 0 | [7 empty] | 0
[51 empty] | 0 | [7 empty] | 0
[51 empty] | 0 | [7 empty] | 0
[51 empty] | 0 | [7 empty] | 0
[51 empty] | 0 | [7 empty] | 0
[51 empty] | 0 | [7 empty] | 0
Formulas:
Month = EOMONTH([Month, row above],0)+1

## O&M
O&M EXPENSES ($'000s) | 1999 | 2000 | 2001 | 2002 | 2003 | 2004 | 2005 | 2006 | 2007 | 2008 | 2009 | 2010 | 2011 | 2012 | 2013 | 2014 | 2015 | 2016 | 2017 | 2018 | 2019 | 2020 | 2021 | 2022
FIXED EXPENSES
Labor
Salaries and Wages |  | 880.0021 | 906.4022 | 933.5942 | 961.602 | 990.4501 | 1020.1636 | 1050.7685 | 1082.2916 | 1114.7603 | 1148.2031 | 1182.6492 | 1218.1287 | 1254.6726 | 1292.3127 | 1331.0821 | 1371.0146 | 1412.145 | 1454.5094 | 1498.1447 | 1543.089 | 1589.3817 | 1637.0631 | 1686.175
Performance Incentive |  | 23.28 | 23.9784 | 24.6978 | 25.4387 | 26.2018 | 26.9879 | 27.7975 | 28.6315 | 29.4904 | 30.3751 | 31.2864 | 32.225 | 33.1917 | 34.1875 | 35.2131 | 36.2695 | 37.3576 | 38.4783 | 39.6326 | 40.8216 | 42.0463 | 43.3077 | 44.6069
Training Expenses |  | 19.7 | 20.291 | 20.8997 | 21.5267 | 22.1725 | 22.8377 | 23.5228 | 24.2285 | 24.9554 | 25.704 | 26.4752 | 27.2694 | 28.0875 | 28.9301 | 29.798 | 30.692 | 31.6127 | 32.5611 | 33.5379 | 34.5441 | 35.5804 | 36.6478 | 37.7472
Annual Maintenance Contracts |  | 25.5084 | 26.2737 | 27.0619 | 27.8737 | 28.71 | 29.5713 | 30.4584 | 31.3721 | 32.3133 | 33.2827 | 34.2812 | 35.3096 | 36.3689 | 37.46 | 38.5838 | 39.7413 | 40.9335 | 42.1615 | 43.4264 | 44.7292 | 46.0711 | 47.4532 | 48.8768
Subtotal: |  | 948.4905 | 976.9452 | 1006.2536 | 1036.4412 | 1067.5344 | 1099.5605 | 1132.5473 | 1166.5237 | 1201.5194 | 1237.565 | 1274.6919 | 1312.9327 | 1352.3207 | 1392.8903 | 1434.677 | 1477.7173 | 1522.0488 | 1567.7103 | 1614.7416 | 1663.1839 | 1713.0794 | 1764.4718 | 1817.4059
Repairs & Maintenance
Repairs/Maintenance | 0 | 142 | 146.26 | 150.6478 | 155.1672 | 159.8223 | 164.6169 | 169.5554 | 174.6421 | 179.8814 | 185.2778 | 190.8361 | 196.5612 | 202.458 | 208.5318 | 214.7877 | 221.2314 | 227.8683 | 234.7044 | 241.7455 | 248.9979 | 256.4678 | 264.1618 | 272.0867 | 142
Building Repairs | 0 | 3.061 | 3.1528 | 3.2474 | 3.3448 | 3.4452 | 3.5485 | 3.655 | 3.7646 | 3.8776 | 3.9939 | 4.1137 | 4.2371 | 4.3642 | 4.4952 | 4.63 | 4.7689 | 4.912 | 5.0594 | 5.2111 | 5.3675 | 5.5285 | 5.6944 | 5.8652 | 3.061
Supplies | 0 | 12.244 | 12.6114 | 12.9897 | 13.3794 | 13.7808 | 14.1942 | 14.62 | 15.0586 | 15.5104 | 15.9757 | 16.455 | 16.9486 | 17.4571 | 17.9808 | 18.5202 | 19.0758 | 19.6481 | 20.2375 | 20.8447 | 21.47 | 22.1141 | 22.7775 | 23.4609 | 12.244
Vehicle Expense | 0 | 1.5305 | 1.5764 | 1.6237 | 1.6724 | 1.7226 | 1.7743 | 1.8275 | 1.8823 | 1.9388 | 1.997 | 2.0569 | 2.1186 | 2.1821 | 2.2476 | 2.315 | 2.3845 | 2.456 | 2.5297 | 2.6056 | 2.6838 | 2.7643 | 2.8472 | 2.9326 | 1.5305
GT - Scheduled Maintenance | 0 | 61.2202 | 63.0568 | 64.9485 | 66.897 | 68.9039 | 70.971 | 73.1001 | 75.2931 | 77.5519 | 79.8785 | 82.2749 | 84.7431 | 87.2854 | 89.904 | 92.6011 | 95.3791 | 98.2405 | 101.1877 | 104.2233 | 107.35 | 110.5705 | 113.8876 | 117.3043 | 61.2202
GT - Unscheduled Maintenance | 0 | 21 | 21.63 | 22.2789 | 22.9473 | 23.6357 | 24.3448 | 25.0751 | 25.8274 | 26.6022 | 27.4002 | 28.2222 | 29.0689 | 29.941 | 30.8392 | 31.7644 | 32.7173 | 33.6988 | 34.7098 | 35.7511 | 36.8236 | 37.9283 | 39.0662 | 40.2382 | 21
ST - Scheduled Maintenance | 0 | 24 | 24.72 | 25.4616 | 26.2254 | 27.0122 | 27.8226 | 28.6573 | 29.517 | 30.4025 | 31.3146 | 32.254 | 33.2216 | 34.2183 | 35.2448 | 36.3022 | 37.3912 | 38.513 | 39.6683 | 40.8584 | 42.0841 | 43.3467 | 44.6471 | 45.9865 | 24
ST - Unscheduled Maintenance | 0 | 24 | 24.72 | 25.4616 | 26.2254 | 27.0122 | 27.8226 | 28.6573 | 29.517 | 30.4025 | 31.3146 | 32.254 | 33.2216 | 34.2183 | 35.2448 | 36.3022 | 37.3912 | 38.513 | 39.6683 | 40.8584 | 42.0841 | 43.3467 | 44.6471 | 45.9865 | 24
Boiler Mainenance - HRSG - Scheduled | 0 | 12 | 12.36 | 12.7308 | 13.1127 | 13.5061 | 13.9113 | 14.3286 | 14.7585 | 15.2012 | 15.6573 | 16.127 | 16.6108 | 17.1091 | 17.6224 | 18.1511 | 18.6956 | 19.2565 | 19.8342 | 20.4292 | 21.0421 | 21.6733 | 22.3235 | 22.9932 | 12
Boiler Maintenance - HRSG - Unscheduled | 0 | 12 | 12.36 | 12.7308 | 13.1127 | 13.5061 | 13.9113 | 14.3286 | 14.7585 | 15.2012 | 15.6573 | 16.127 | 16.6108 | 17.1091 | 17.6224 | 18.1511 | 18.6956 | 19.2565 | 19.8342 | 20.4292 | 21.0421 | 21.6733 | 22.3235 | 22.9932 | 12
Equipment Rentals | 0 | 1.0203 | 1.0509 | 1.0825 | 1.1149 | 1.1484 | 1.1829 | 1.2183 | 1.2549 | 1.2925 | 1.3313 | 1.3712 | 1.4124 | 1.4548 | 1.4984 | 1.5434 | 1.5897 | 1.6373 | 1.6865 | 1.7371 | 1.7892 | 1.8428 | 1.8981 | 1.9551 | 1.0203
Small Tools | 0 | 5.1017 | 5.2547 | 5.4124 | 5.5747 | 5.742 | 5.9143 | 6.0917 | 6.2744 | 6.4627 | 6.6565 | 6.8562 | 7.0619 | 7.2738 | 7.492 | 7.7168 | 7.9483 | 8.1867 | 8.4323 | 8.6853 | 8.9458 | 9.2142 | 9.4906 | 9.7754 | 5.1017
Leased Engine | 0 | 0 | 0 | 0 | 0 | 0 | 0 | 0 | 0 | 0 | 0 | 0 | 0 | 0 | 0 | 0 | 0 | 0 | 0 | 0 | 0 | 0 | 0 | 0
Subtotal: |  | 319.1778 | 328.7531 | 338.6157 | 348.7742 | 359.2374 | 370.0145 | 381.115 | 392.5484 | 404.3249 | 416.4546 | 428.9482 | 441.8167 | 455.0712 | 468.7233 | 482.785 | 497.2686 | 512.1866 | 527.5522 | 543.3788 | 559.6802 | 576.4706 | 593.7647 | 611.5776
Chemicals
Ammonia |  | 48 | 49.44 | 50.9232 | 52.4509 | 54.0244 | 55.6452 | 57.3145 | 59.0339 | 60.805 | 62.6291 | 64.508 | 66.4432 | 68.4365 | 70.4896 | 72.6043 | 74.7824 | 77.0259 | 79.3367 | 81.7168 | 84.1683 | 86.6933 | 89.2941 | 91.973
Lubricants |  | 5.1017 | 5.2547 | 5.4124 | 5.5747 | 5.742 | 5.9143 | 6.0917 | 6.2744 | 6.4627 | 6.6565 | 6.8562 | 7.0619 | 7.2738 | 7.492 | 7.7168 | 7.9483 | 8.1867 | 8.4323 | 8.6853 | 8.9458 | 9.2142 | 9.4906 | 9.7754
RO Unit Rental |  | 82 | 84.46 | 86.9938 | 89.6036 | 92.2917 | 95.0605 | 97.9123 | 100.8497 | 103.8751 | 106.9914 | 110.2011 | 113.5072 | 116.9124 | 120.4198 | 124.0324 | 127.7533 | 131.5859 | 135.5335 | 139.5995 | 143.7875 | 148.1011 | 152.5442 | 157.1205
Demineralized Water Treatment |  | 26 | 26.78 | 27.5834 | 28.4109 | 29.2632 | 30.1411 | 31.0454 | 31.9767 | 32.936 | 33.9241 | 34.9418 | 35.9901 | 37.0698 | 38.1819 | 39.3273 | 40.5072 | 41.7224 | 42.974 | 44.2633 | 45.5912 | 46.9589 | 48.3677 | 49.8187
Water Chemicals |  | 18 | 18.54 | 19.0962 | 19.6691 | 20.2592 | 20.8669 | 21.4929 | 22.1377 | 22.8019 | 23.4859 | 24.1905 | 24.9162 | 25.6637 | 26.4336 | 27.2266 | 28.0434 | 28.8847 | 29.7513 | 30.6438 | 31.5631 | 32.51 | 33.4853 | 34.4899
CEMS Gases |  | 18 | 18.54 | 19.0962 | 19.6691 | 20.2592 | 20.8669 | 21.4929 | 22.1377 | 22.8019 | 23.4859 | 24.1905 | 24.9162 | 25.6637 | 26.4336 | 27.2266 | 28.0434 | 28.8847 | 29.7513 | 30.6438 | 31.5631 | 32.51 | 33.4853 | 34.4899
Subtotal: |  | 197.1017 | 203.0147 | 209.1052 | 215.3783 | 221.8397 | 228.4949 | 235.3497 | 242.4102 | 249.6825 | 257.173 | 264.8882 | 272.8348 | 281.0199 | 289.4505 | 298.134 | 307.078 | 316.2903 | 325.7791 | 335.5524 | 345.619 | 355.9876 | 366.6672 | 377.6672
Gas Demand Charges
SW Gas Transport Fee |  | 277.7276 | 283.6161 | 290.4228 | 297.393 | 305.3647 | 311.8391 | 319.3233 | 326.987 | 335.7521 | 342.8708 | 351.0997 | 359.5261 | 132.5528 | 135.3632 | 138.6119 | 141.9386 | 145.7433 | 148.8334 | 152.4054 | 156.0631 | 160.2465 | 163.6441 | 167.5715
Kern River Transport Fee |  | 1080.066 | 999.4612 | 766.5 | 766.5 | 768.6 | 766.5 | 766.5 | 766.5 | 768.6 | 766.5 | 766.5 | 252 | 0 | 0 | 0 | 0 | 0 | 0 | 0 | 0 | 0 | 0 | 0
Reserved for future use |  | 0 | 0 | 0 | 0 | 0 | 0 | 0 | 0 | 0 | 0 | 0 | 0 | 0 | 0 | 0 | 0 | 0 | 0 | 0 | 0 | 0 | 0 | 0
Subtotal: |  | 1357.7936 | 1283.0773 | 1056.9228 | 1063.893 | 1073.9647 | 1078.3391 | 1085.8233 | 1093.487 | 1104.3521 | 1109.3708 | 1117.5997 | 611.5261 | 132.5528 | 135.3632 | 138.6119 | 141.9386 | 145.7433 | 148.8334 | 152.4054 | 156.0631 | 160.2465 | 163.6441 | 167.5715
Consulting
Consulting Fees |  | 15.3051 | 15.7642 | 16.2371 | 16.7242 | 17.226 | 17.7428 | 18.275 | 18.8233 | 19.388 | 19.9696 | 20.5687 | 21.1858 | 21.8213 | 22.476 | 23.1503 | 23.8448 | 24.5601 | 25.2969 | 26.0558 | 26.8375 | 27.6426 | 28.4719 | 29.3261
Outside Labour |  | 15.3051 | 15.7642 | 16.2371 | 16.7242 | 17.226 | 17.7428 | 18.275 | 18.8233 | 19.388 | 19.9696 | 20.5687 | 21.1858 | 21.8213 | 22.476 | 23.1503 | 23.8448 | 24.5601 | 25.2969 | 26.0558 | 26.8375 | 27.6426 | 28.4719 | 29.3261
Outside Testing |  | 10.2034 | 10.5095 | 10.8248 | 11.1495 | 11.484 | 11.8285 | 12.1834 | 12.5489 | 12.9253 | 13.3131 | 13.7125 | 14.1238 | 14.5476 | 14.984 | 15.4335 | 15.8965 | 16.3734 | 16.8646 | 17.3706 | 17.8917 | 18.4284 | 18.9813 | 19.5507
Subtotal: |  | 40.8135 | 42.0379 | 43.299 | 44.598 | 45.9359 | 47.314 | 48.7334 | 50.1954 | 51.7013 | 53.2523 | 54.8499 | 56.4954 | 58.1903 | 59.936 | 61.734 | 63.5861 | 65.4937 | 67.4585 | 69.4822 | 71.5667 | 73.7137 | 75.9251 | 78.2028
Other
Insurance |  | 132.6438 | 136.6231 | 140.7218 | 144.9435 | 149.2918 | 153.7705 | 158.3836 | 163.1351 | 168.0292 | 173.0701 | 178.2622 | 183.61 | 189.1183 | 194.7919 | 200.6357 | 206.6547 | 212.8544 | 219.24 | 225.8172 | 232.5917 | 239.5695 | 246.7565 | 254.1592
Power |  | 72 | 74.16 | 76.3848 | 78.6763 | 81.0366 | 83.4677 | 85.9718 | 88.5509 | 91.2074 | 93.9437 | 96.762 | 99.6648 | 102.6548 | 105.7344 | 108.9065 | 112.1737 | 115.5389 | 119.005 | 122.5752 | 126.2524 | 130.04 | 133.9412 | 137.9594
Water/Sewer |  | 240 | 247.2 | 254.616 | 262.2545 | 270.1221 | 278.2258 | 286.5726 | 295.1697 | 304.0248 | 313.1456 | 322.5399 | 332.2161 | 342.1826 | 352.4481 | 363.0215 | 373.9122 | 385.1295 | 396.6834 | 408.5839 | 420.8415 | 433.4667 | 446.4707 | 459.8648
Freight |  | 5.1017 | 5.2547 | 5.4124 | 5.5747 | 5.742 | 5.9143 | 6.0917 | 6.2744 | 6.4627 | 6.6565 | 6.8562 | 7.0619 | 7.2738 | 7.492 | 7.7168 | 7.9483 | 8.1867 | 8.4323 | 8.6853 | 8.9458 | 9.2142 | 9.4906 | 9.7754
Waste Removal |  | 3.061 | 3.1528 | 3.2474 | 3.3448 | 3.4452 | 3.5486 | 3.655 | 3.7647 | 3.8776 | 3.9939 | 4.1137 | 4.2372 | 4.3643 | 4.4952 | 4.6301 | 4.769 | 4.912 | 5.0594 | 5.2112 | 5.3675 | 5.5285 | 5.6944 | 5.8652
Safety Equipment |  | 1.0203 | 1.0509 | 1.0825 | 1.1149 | 1.1484 | 1.1829 | 1.2183 | 1.2549 | 1.2925 | 1.3313 | 1.3712 | 1.4124 | 1.4548 | 1.4984 | 1.5434 | 1.5897 | 1.6373 | 1.6865 | 1.7371 | 1.7892 | 1.8428 | 1.8981 | 1.9551
Emissions Testing/Expense |  | 21 | 21.63 | 22.2789 | 22.9473 | 23.6357 | 24.3448 | 25.0751 | 25.8274 | 26.6022 | 27.4002 | 28.2222 | 29.0689 | 29.941 | 30.8392 | 31.7644 | 32.7173 | 33.6988 | 34.7098 | 35.7511 | 36.8236 | 37.9283 | 39.0662 | 40.2382
Subtotal: |  | 474.8268 | 489.0716 | 503.7438 | 518.8561 | 534.4218 | 550.4544 | 566.9681 | 583.9771 | 601.4964 | 619.5413 | 638.1276 | 657.2714 | 676.9895 | 697.2992 | 718.2182 | 739.7647 | 761.9577 | 784.8164 | 808.3609 | 832.6117 | 857.5901 | 883.3178 | 909.8173
Inc. O&M Adjustment |  | 0 | 0 | 0 | 0 | 0 | 0 | 0 | 0 | 0 | 0 | 0 | 0 | 0 | 0 | 0 | 0 | 0 | 0 | 0 | 0 | 0 | 0 | 0
Total Fixed Expenses: |  | 3338.2039 | 3322.8999 | 3157.9401 | 3227.9408 | 3302.934 | 3374.1775 | 3450.5367 | 3529.1419 | 3613.0766 | 3693.357 | 3779.1055 | 3352.8771 | 2956.1443 | 3043.6625 | 3134.1602 | 3227.3533 | 3323.7205 | 3422.1499 | 3523.9214 | 3628.7246 | 3737.0878 | 3847.7906 | 3962.2424
VARIABLE O&M EXPENSES
Cost of Gas |  | 7568.6792 | 9136.3501 | 7328.6954 | 7215.311 | 6541.4771 | 5998.3838 | 6255.452 | 6335.9667 | 6398.0727 | 6357.3663 | 7473.5727 | 8143.1802 | 8337.8089 | 8473.7178 | 8668.852 | 8823.0557 | 8891.5302 | 9081.1561 | 9276.5682 | 9528.754 | 9852.7898 | 10053.2247 | 8395.8436
Var. Gas Transport - Kern & SWGas |  | 170.04 | 179.215 | 179.215 | 179.215 | 179.706 | 175.9027 | 179.215 | 179.215 | 179.706 | 179.215 | 58.92 | 0 | 0 | 0 | 0 | 0 | 0 | 0 | 0 | 0 | 0 | 0 | 0
Other Variable Costs |  | 0 | 0 | 0 | 0 | 0 | 0 | 0 | 0 | 0 | 0 | 0 | 0 | 0 | 0 | 0 | 0 | 0 | 0 | 0 | 0 | 0 | 0 | 0
Total Operating Expenses: |  | 7738.7192 | 9315.5651 | 7507.9104 | 7394.526 | 6721.1831 | 6174.2865 | 6434.667 | 6515.1817 | 6577.7787 | 6536.5813 | 7532.4927 | 8143.1802 | 8337.8089 | 8473.7178 | 8668.852 | 8823.0557 | 8891.5302 | 9081.1561 | 9276.5682 | 9528.754 | 9852.7898 | 10053.2247 | 8395.8436
GENERAL & ADMINISTRATIVE
Supplies |  | 6.122 | 6.3057 | 6.4949 | 6.6897 | 6.8904 | 7.0971 | 7.31 | 7.5293 | 7.7552 | 7.9878 | 8.2275 | 8.4743 | 8.7285 | 8.9904 | 9.2601 | 9.5379 | 9.824 | 10.1188 | 10.4223 | 10.735 | 11.0571 | 11.3888 | 11.7304
Travel Expense |  | 12 | 12.36 | 12.7308 | 13.1127 | 13.5061 | 13.9113 | 14.3286 | 14.7585 | 15.2012 | 15.6573 | 16.127 | 16.6108 | 17.1091 | 17.6224 | 18.1511 | 18.6956 | 19.2565 | 19.8342 | 20.4292 | 21.0421 | 21.6733 | 22.3235 | 22.9932
Meals/Entertainment |  | 3 | 3.09 | 3.1827 | 3.2782 | 3.3765 | 3.4778 | 3.5822 | 3.6896 | 3.8003 | 3.9143 | 4.0317 | 4.1527 | 4.2773 | 4.4056 | 4.5378 | 4.6739 | 4.8141 | 4.9585 | 5.1073 | 5.2605 | 5.4183 | 5.5809 | 5.7483
Taxes/Licences |  | 6 | 6.18 | 6.3654 | 6.5564 | 6.7531 | 6.9556 | 7.1643 | 7.3792 | 7.6006 | 7.8286 | 8.0635 | 8.3054 | 8.5546 | 8.8112 | 9.0755 | 9.3478 | 9.6282 | 9.9171 | 10.2146 | 10.521 | 10.8367 | 11.1618 | 11.4966
Telephone |  | 8.4 | 8.652 | 8.9116 | 9.1789 | 9.4543 | 9.7379 | 10.03 | 10.3309 | 10.6409 | 10.9601 | 11.2889 | 11.6276 | 11.9764 | 12.3357 | 12.7058 | 13.0869 | 13.4795 | 13.8839 | 14.3004 | 14.7295 | 15.1713 | 15.6265 | 16.0953
Donations |  | 0.51017 | 0.52547 | 0.54124 | 0.55747 | 0.5742 | 0.59143 | 0.60917 | 0.62744 | 0.64627 | 0.66565 | 0.68562 | 0.70619 | 0.72738 | 0.7492 | 0.77168 | 0.79483 | 0.81867 | 0.84323 | 0.86853 | 0.89458 | 0.92142 | 0.94906 | 0.97754
Dues/Subscriptions |  | 0.51017 | 0.52547 | 0.54124 | 0.55747 | 0.5742 | 0.59143 | 0.60917 | 0.62744 | 0.64627 | 0.66565 | 0.68562 | 0.70619 | 0.72738 | 0.7492 | 0.77168 | 0.79483 | 0.81867 | 0.84323 | 0.86853 | 0.89458 | 0.92142 | 0.94906 | 0.97754
Postage |  | 1.0203 | 1.0509 | 1.0825 | 1.1149 | 1.1484 | 1.1829 | 1.2183 | 1.2549 | 1.2925 | 1.3313 | 1.3712 | 1.4124 | 1.4548 | 1.4984 | 1.5434 | 1.5897 | 1.6373 | 1.6865 | 1.7371 | 1.7892 | 1.8428 | 1.8981 | 1.9551
Banker Trust Fee |  | 10 | 10.3 | 10.609 | 10.9273 | 11.2551 | 11.5927 | 11.9405 | 12.2987 | 12.6677 | 13.0477 | 13.4392 | 13.8423 | 14.2576 | 14.6853 | 15.1259 | 15.5797 | 16.0471 | 16.5285 | 17.0243 | 17.5351 | 18.0611 | 18.6029 | 19.161
Agent Bank Fee |  | 30.6101 | 31.5284 | 32.4743 | 33.4485 | 34.4519 | 35.4855 | 36.5501 | 37.6466 | 38.776 | 39.9392 | 41.1374 | 42.3715 | 43.6427 | 44.952 | 46.3005 | 47.6896 | 49.1202 | 50.5938 | 52.1117 | 53.675 | 55.2853 | 56.9438 | 58.6521
Debt Srvc Reserve Enron Undertaking Fees |  | 39 | 40.17 | 41.3751 | 42.6164 | 43.8948 | 45.2117 | 46.568 | 47.9651 | 49.404 | 50.8862 | 52.4127 | 53.9851 | 55.6047 | 57.2728 | 58.991 | 60.7607 | 62.5836 | 64.4611 | 66.3949 | 68.3867 | 70.4383 | 72.5515 | 74.728
LOC Fee - Duke Fuels |  | 42 | 43.26 | 44.5578 | 45.8945 | 47.2714 | 48.6895 | 50.1502 | 51.6547 | 53.2043 | 54.8005 | 56.4445 | 58.1378 | 59.882 | 61.6784 | 63.5288 | 65.4346 | 67.3977 | 69.4196 | 71.5022 | 73.6473 | 75.8567 | 78.1324 | 80.4763
LOC Fee - Southwest Gas |  | 13.2 | 13.596 | 14.0039 | 14.424 | 14.8567 | 15.3024 | 15.7615 | 16.2343 | 16.7214 | 17.223 | 17.7397 | 18.2719 | 18.82 | 19.3846 | 19.9662 | 20.5652 | 21.1821 | 21.8176 | 22.4721 | 23.1463 | 23.8407 | 24.5559 | 25.2926
Real Estate Taxes |  | 87.749 | 90.3814 | 93.0929 | 95.8857 | 98.7622 | 101.7251 | 104.7769 | 107.9202 | 111.1578 | 114.4925 | 117.9273 | 121.4651 | 125.1091 | 128.8623 | 132.7282 | 136.71 | 140.8113 | 145.0357 | 149.3868 | 153.8684 | 158.4844 | 163.2389 | 168.1361
Real Property Taxes |  | 288 | 296.64 | 305.5392 | 314.7054 | 324.1465 | 333.8709 | 343.8871 | 354.2037 | 364.8298 | 375.7747 | 387.0479 | 398.6594 | 410.6191 | 422.9377 | 435.6258 | 448.6946 | 462.1555 | 476.0201 | 490.3007 | 505.0097 | 520.16 | 535.7648 | 551.8378
Corporate Services |  |  | 0 | 0 | 0 | 0 | 0 | 0 | 0 | 0 | 0 | 0 | 0 | 0 | 0 | 0 | 0 | 0 | 0 | 0 | 0 | 0 | 0 | 0
Power Technical Support |  | 25.5084 | 26.2737 | 27.0619 | 27.8737 | 28.71 | 29.5713 | 30.4584 | 31.3721 | 32.3133 | 33.2827 | 34.2812 | 35.3096 | 36.3689 | 37.46 | 38.5838 | 39.7413 | 40.9335 | 42.1615 | 43.4264 | 44.7292 | 46.0711 | 47.4532 | 48.8768
Tax Returns |  | 10.2034 | 10.5095 | 10.8248 | 11.1495 | 11.484 | 11.8285 | 12.1834 | 12.5489 | 12.9253 | 13.3131 | 13.7125 | 14.1238 | 14.5476 | 14.984 | 15.4335 | 15.8965 | 16.3734 | 16.8646 | 17.3706 | 17.8917 | 18.4284 | 18.9813 | 19.5507
Audit |  | 10.2034 | 10.5095 | 10.8248 | 11.1495 | 11.484 | 11.8285 | 12.1834 | 12.5489 | 12.9253 | 13.3131 | 13.7125 | 14.1238 | 14.5476 | 14.984 | 15.4335 | 15.8965 | 16.3734 | 16.8646 | 17.3706 | 17.8917 | 18.4284 | 18.9813 | 19.5507
Legal |  | 10.2034 | 10.5095 | 10.8248 | 11.1495 | 11.484 | 11.8285 | 12.1834 | 12.5489 | 12.9253 | 13.3131 | 13.7125 | 14.1238 | 14.5476 | 14.984 | 15.4335 | 15.8965 | 16.3734 | 16.8646 | 17.3706 | 17.8917 | 18.4284 | 18.9813 | 19.5507
Human Resources |  | 5.1017 | 5.2547 | 5.4124 | 5.5747 | 5.742 | 5.9143 | 6.0917 | 6.2744 | 6.4627 | 6.6565 | 6.8562 | 7.0619 | 7.2738 | 7.492 | 7.7168 | 7.9483 | 8.1867 | 8.4323 | 8.6853 | 8.9458 | 9.2142 | 9.4906 | 9.7754
Information Technology |  | 5.1017 | 5.2547 | 5.4124 | 5.5747 | 5.742 | 5.9143 | 6.0917 | 6.2744 | 6.4627 | 6.6565 | 6.8562 | 7.0619 | 7.2738 | 7.492 | 7.7168 | 7.9483 | 8.1867 | 8.4323 | 8.6853 | 8.9458 | 9.2142 | 9.4906 | 9.7754
Insurance Support |  | 5.1017 | 5.2547 | 5.4124 | 5.5747 | 5.742 | 5.9143 | 6.0917 | 6.2744 | 6.4627 | 6.6565 | 6.8562 | 7.0619 | 7.2738 | 7.492 | 7.7168 | 7.9483 | 8.1867 | 8.4323 | 8.6853 | 8.9458 | 9.2142 | 9.4906 | 9.7754
Corporate Secretary/Records |  | 5.1017 | 5.2547 | 5.4124 | 5.5747 | 5.742 | 5.9143 | 6.0917 | 6.2744 | 6.4627 | 6.6565 | 6.8562 | 7.0619 | 7.2738 | 7.492 | 7.7168 | 7.9483 | 8.1867 | 8.4323 | 8.6853 | 8.9458 | 9.2142 | 9.4906 | 9.7754
Accounting |  | 10.2034 | 10.5095 | 10.8248 | 11.1495 | 11.484 | 11.8285 | 12.1834 | 12.5489 | 12.9253 | 13.3131 | 13.7125 | 14.1238 | 14.5476 | 14.984 | 15.4335 | 15.8965 | 16.3734 | 16.8646 | 17.3706 | 17.8917 | 18.4284 | 18.9813 | 19.5507
Treasury |  | 5.1017 | 5.2547 | 5.4124 | 5.5747 | 5.742 | 5.9143 | 6.0917 | 6.2744 | 6.4627 | 6.6565 | 6.8562 | 7.0619 | 7.2738 | 7.492 | 7.7168 | 7.9483 | 8.1867 | 8.4323 | 8.6853 | 8.9458 | 9.2142 | 9.4906 | 9.7754
Total G&A Expenses: |  | 639.9521 | 622.9406 | 613.5482 | 605.4048 | 591.6039 | 585.3905 | 571.7104 | 575.3474 | 563.2334 | 547.4449 | 531.7415 | 527.089 | 511.4021 | 495.9592 | 489.5278 | 472.533 | 478.2397 | 484.4099 | 491.0075 | 498.5255 | 507.243 | 516.8358 | 527.2854
TOTAL O&M EXPENSES |  | 11716.8752 | 13261.4056 | 11279.3987 | 11227.8716 | 10615.721 | 10133.8544 | 10456.9141 | 10619.671 | 10754.0887 | 10777.3832 | 11843.3397 | 12023.1463 | 11805.3553 | 12013.3395 | 12292.54 | 12522.942 | 12693.4904 | 12987.7159 | 13291.4971 | 13656.0041 | 14097.1206 | 14417.8511 | 12885.3714
Note on C36: Julie Lim: Transportation demand charges are paid on maximum volume throughout 20 yrs. They are fixed and non-refundable even if the capacity is not used.
Note on G38: s_mcrouch: Demand Fee accounts for fixed payments through April 30, 2011 (term of Duke agreeemnt). After which price of gas reflects delivered cost.

## Sensitivities (hidden)
LAS VEGAS COGEN SENSITIVITY ANALYSIS
2000-08-31
| Offer Case | No PA to PC | PA to PC | Base Case* | Base Case* | Market Case | Market Case | 1 x LM6000 SC | 1 x LM6000 SC
| LOI 4/21/99 | Upgrade | Upgrade | w/ NYMEX | w/ fixed gas | w/ NYMEX | w/ fixed gas | w/ NYMEX | w/ fixed gas
United Equity Cash Flows (in thousands of US$)
ASSUMPTIONS
[11 empty] | 1993-06-30 | 1994-06-30 | 1995-06-30 | 1996-06-30 | 1997-06-30 | 1998-06-30 | 1999-06-30
Plant Output | 57MW | 50MW | 57MW | 57MW | 57MW | 57MW | 57MW | 104MW | 104MW | Investments | -513 | -12516 | -1405 | -2855 | -939 | -1086 | 0
NPC Contract Volume** | 45MW | 45MW | 45MW | 45MW | 45MW | 45MW | 45MW | 45MW | 45MW | Enron Net Cash to United | 0 | 0 | 0 | 0 | 0 | 0 | #REF!
NPC Avoided Cost Volume | 5MW or 50MW | 5MW or 50MW | 5MW or 50MW | 5MW or 50MW | 5MW or 50MW | 0MW | 0MW | 0MW | 0MW | Nova Scotia penalty | 0 | 0 | 0 | 0 | 0 | 0 | -1600
Market Volume | 7MW | 0MW | 7MW | 7MW | 7MW | 12MW or 57MW | 12MW or 57MW | 59MW or 104MW | 59MW or 104MW
[11 empty] | -513 | -12516 | -1405 | -2855 | -939 | -1086 | #REF!
Forced Outages | 1.5% | 1.5% | 1.5% | 1.5% | 1.5% | 1.5% | 1.5% | 1.5% | 1.5% |  | 1998-06-30: -19314; 1999-06-30: #REF!
Avg. Heat Rate (btu/kwh) | 7800 | 8300 | 7800 | 7800 | 7800 | 7800 | 7800 | 7954 | 7954 | IRR | 1993-06-30: #REF!
[8 empty] | (57MW + 47MW) | (57MW + 47MW) |  | 1993-06-30: #REF!
Market Optionality | No | No | No | Yes | Yes | Yes | Yes | Yes | Yes
Market Wheeling Cost | $5.50/MWh | NA | $5.00/MWh | $5.00/MWh | $5.00/MWh | $5.00/MWh | $5.00/MWh | $5.00/MWh | $5.00/MWh
Wheeling Losses | 3% | NA | 1% | 1% | 1% | 1% | 1% | 1% | 1%
Power Curve | PV Mid | NA | PV Mid | PV Mid | PV Mid | PV Mid | PV Mid | PV Mid | PV Mid |  | 1993-06-30: CONTRACT MONETIZATION:
[11 empty] | PV of Contract Cash Flows |  |  | 195579.1398
Purchase Cost ($MM) | 68 | 73.5 | 73.5 | 73.5 | 73.5 | 73.5 | 73.5 | 73.5 | 73.5 |  | 1993-06-30: PV of Replacement (Palo Verde Mid); 1996-06-30: -95299.6815
United Net Gain (Loss) | 3.86 | 9.36 | 9.36 | 9.36 | 9.36 | 9.36 | 9.36 | 9.36 | 9.36 |  | 1993-06-30: PV of Above Mkt CF; 1995-06-30: 100279458.2805; 1996-06-30: 100279.4583
[11 empty] | Credit Reserve |  |  | -14000
Incr. Capex ($MM) | 4.5 | 0 | 4.5 | 4.5 | 4.5 | 4.5 | 4.5 | 22.5 | 22.5 |  | 1993-06-30: Value after Credit Reserve; 1996-06-30: 86279.4583
Yearly Fixed Opex ($MM) | 3.93 | 3.54 | 3.65 | 3.65 | 3.88 | 3.65 | 3.94 | 5.17 | 5.79 |  | 1993-06-30: LOI Payments; 1996-06-30: -71000
G&A ($MM) | 0.56 | 0.53 | 0.53 | 0.53 | 0.53 | 0.53 | 0.53 | 0.53 | 0.53 |  | 1993-06-30: Transaction Fee; 1996-06-30: -2500
[11 empty] | Funding Spread (BPS) |  | 75 | -6866.6287
17 year gas price | NYMEX Offer | NYMEX Offer | NYMEX Offer | NYMEX Offer | $2.35/mmbtu | NYMEX Offer | $2.35/mmbtu | NYMEX Offer | $2.35/mmbtu |  | 1993-06-30: MTM Earnings; 1996-06-30: 5912.8296
Curve Date | 1999-04-21 | 1999-12-14 | 1999-12-14 | 1999-12-14 | 1999-12-14 | 1999-12-14 | 1999-12-14 | 1999-12-14 | 1999-12-14
Variable Gas Transport | $0.06/mmbtu | $0.06/mmbtu | $0.06/mmbtu | $0.06/mmbtu | $0.06/mmbtu | $0.06/mmbtu | $0.06/mmbtu | $0.06/mmbtu | $0.06/mmbtu
Inflation (%) | 2% | 2% | 2% | 2% | 2% | 2% | 2% | 2% | 2%
Debt/Equity Ratio | 80/20 | 80/20 | 80/20 | 80/20 | 80/20 | 80/20 | 80/20 | 80/20 | 80/20
Debt Amount | 64 | 60.5 | 66.4 | 66.4 | 66.4 | 66.4 | 66.4 | 82.5 | 82.5
Rate | 7.5% | 7.5% | 7.5% | 7.5% | 7.5% | 7.5% | 7.5% | 7.5% | 7.5%
Term (years) | 15 | 17 | 17 | 17 | 17 | 17 | 17 | 17 | 17
OUTPUTS - ECT Returns
Equity Investment ($MM) | 14.5 | 16.7 | 17.6 | 17.6 | 17.6 | 17.6 | 17.6 | 21.2 | 21.2
NPV12 ($MM) | 2.1 | -1.9 | 1.4 | 2.8 | 4.3 | 3.5 | 4.5 | 7.4 | 8
Equity Returns | 12% | 10.37% | 13.2% | 14.4% | 15.1% | 15.1% | 15.2% | 17.5% | 16.7%
Avg DSC Ratio (Pre-tax) | 1.20x | 1.29x | 1.36x | 1.40x | 1.53x | 1.42x | 1.53x | 1.47x | 1.57x
Note 1*
Base case includes greenhouse payments and assumes a PA to PC conversion that generates excess energy that is wheeled and sold at Mead.
Market volumes are assumed to have daily optionality, computed using PV Mid. Time value of the option is included as an additional source of revenue.
Note 2**
NPC Peak Summer hours: HE1100 to HE1200 (12 hours)
NPC Peak Winter hours: HE0600 to HE1000 (5 hours) and HE1700 to HE2400 (8 hours)
WSCC Peak hours: HE0700 to HE2200 (16 hours)