## Notes
NOTES
1 | The model shows only an example of the economics for a LM6000 project. Please modify the model for the specific transaction
you are trying to model (Please see the contact list below)
2 | Please double check the model/pages before sending out to clients as certain information/comment cells/notes etc. may be too detailed to be disclosed
3 | All yellow shaded cells are required input cells
4 | Turbine carrying cost are based on assumptions on the WestLB Structure, the numbers may change after 03/15/00
5 | The dispatch template is attached. Please check with Jim Simpson for the required inputs
SOURCES
Source
1 | Federal Tax, Franchise Tax, Sales & Used Tax, NOL |  |  | Patrick Maloy
calculations
2 | 15 year MACRS |  |  | Patrick Maloy
3 | Book Depreciation |  |  | Use GenCo assumption as per Jody Pierce
4 | Fin Fan Cooler |  |  | Bernstein's cost model, calculated by Bruce Golden
5 | No Capacity Degradation for LM 6000 Peaker model |  |  | Bruce Golden
6 | Spread Option Model |  |  | Jim Simpson
7 | Estimated drawdown schedule |  |  | Bruce Golden
8 | Property Tax, State Tax |  |  | Jim Curry
9 | Heat Rate Degradation |  |  | Bruce Golden
CONTACTS
| Subjects | Contacts | Extension
| Model | Clement Lau | x 3-9446
|  | Ben Rogers | x 3-7998
| Turbine/Technical Info | Doug Sewell | x 3-6337
| Engineers | Mike Coleman | x 6-6385
|  | Bruce Golden | x 6-6063
|  | Chris Booth | x 6-7089
| O&M | Scot Chambers | x 6-8371
| Spread Option Model | Jim Simpson | x 3-7202
| Accounting | Jody Pierce | x 5-7405
| Federal Tax, misc. Tax | Mike Fredell | x 3-7022
|  | Matt Gockerman | x 3-3979
|  | Patrick Maloy | x 3-6174
| State/Property Tax | Warren Schick | x 3-0689
|  | Jim Curry | x 3-6367

## Tracking Sheet
PROJECT NAME: UAE-Lowell
TRACKING SHEET
| EQUITY IRR WITH NO | DSCR
| RESIDUAL VALUE | MIN | AVG.
Current | 11.33% | 1.3 | 1.308
Track Changes | 11.33% | 1.3 | 1.308

## Assumptions
Unhide Sub Debt, 1999 Columns
PROJECT NAME: UAE-Lowell
UAE NEPCO Cost Scenario
ASSUMPTIONS & SUMMARY OUTPUT
SOURCES & USES: |  |  |  | PROJECT DESCRIPTION: |  |  |  | OPERATING COSTS ASSUMPTIONS (FROM ENGINEERS/ASSET MANAGEMENT): |  |  |  | Fuel | Capacity $ | VOM | Residual Value | Capacity | Chillers | Compressor | Debt
Sources of Funds | % | 000 $ | $/kW |  |  |  |  | (1st year Annualized) |  |  |  | Index | Base | Pass-through | EBITDA Exit Multiple | ISO | Yes | Yes | Bank LT Debt
Total Equity | 28.86% | 37027.0478 | 160.9872 | Type of Turbine |  | LM6000 | [5 empty] | Fixed | Low | Not Pass-through | % of Project Cost | 95 degrees | No | No | Capital Market
Debt Issuance | 71.14% | 91250.396 | 396.7409 | Cost Per Turbine (w Carry Cost) (000$) |  | 14260.4496 |  | CPI Escalator (%) | 3% |  |  | Custom | Index |  | 000$/MW |  |  |  | Mini-perm
|  |  |  | Number of Turbines |  | 5 | [6 empty] | Custom |  | None
Total Sources | 100% | 128277.4438 | 557.728 | Net Turbine Rating (MW) |  | 46 |  | Escalated Costs: |  |  |  | 1 | 1 | 1 | 1 | 2 | 1 | 1 | 1
Turbo Charger On | No |  |  | Heat Rate-New and Clean (HHV) |  | 10100 |  |  | 000$ -year | $/kW-year | $/mWh | Index | Base | Pass-through | EBITDA Exit Multiple | 2 | 10 | Yes | Bank LT Debt
|  |  |  | Heat Rate-Degraded (HHV) |  | 10200 |  | Variable Operating Cost |  |  | 0.584
Uses of Funds |  |  |  | No. of Construction Months |  | 7 |  | Major Maintenance |  |  | 0.54 |  | With Chillers | Without Chillers
EPC (From Engineers/Nepco): |  |  |  | Start of Commercial Operation |  | 2001-05-01 |  | Total VOM | 0 |  | 1.124 | ISO | 11 | 21
Turbine (with Carrying Cost) | 55.58% | 71302.248 | 310.0098 | No. of Months in the 1st Operating year |  | 8 |  |  |  |  | ESC. | 95o | 12 | 22
Fin Fan Cooler | 0.2417% | 310 | 1.3478 | Project Life (Years) |  | 20 |  | Fixed Operating Expenses | 102 | 0.44348
Enhanced Sprint Option | 0% | 0 | 0 | Location (State) |  | MA |  | Insurance | 150 | 0.65217
BOP & Construction | 19.93% | 25570 | 111.1739 |  |  |  |  | Maintenance Exp. | 521.5 | 2.2674
Pipeline | 1.169% | 1500 | 6.5217 | Residual Value (at year 20) |  |  |  | Start Charge |  | 0
Power Interconnection | 0.8848% | 1135 | 4.9348 | EBITDA Exit Multiple |  | 5 |  | Marketing Fee | 0 | 0
SCR | 6.236% | 8000 | 34.7826 | % of Initial Project Cost |  | 20% |  | Admin Fees | 66 | 0.28696
Dual Fuel | 0% | 0 | 0 | $/kW |  | 200 |  | O&M Fees plus capital exp. | 100 | 0.43478
Black Start | 0% | 0 | 0 |  |  |  |  | Total Fixed Escalating Cost | 939.5 | 4.0848
Gas Compression | 1.169% | 1500 | 6.5217 | FINANCING ASSUMPTIONS:
Demineralized Water Facility | 0% | 0 | 0 | DEBT |  | Construction Loan |  | Non-Escalated Costs:
Noise Mitigation | 1.832% | 2350 | 10.2174 | Debt Issued | 2000-10-01 |  |  | Fuel | 19109.9948 | 83.0869
T-Line | 1.169% | 1500 | 6.5217 | Treasury Rate as of: | 2000-02-15 |  |  | Property Tax | 600 | 2.6087 | 2%
Overhead & Fees - EE&CC | 0% | 0 | 0 |  |  |  |  | Franchise Tax | 0 | 0
Overhead & Fees - Nepco | 0.1559% | 200 | 0.86957 | Amount ('000 $) | 91250.396 |  |  | Gross Receipts Tax | 0 | 0
LMP Cost Adder | 0% | 0 | 0 | Term (yrs) | 20 |  |  | Debt Service Reserve Fee | 0 | 0
Chillers (Check that BOP did not already include this) | 3.166% | 4061 | 17.6565 | Final Maturity | 2017-04-01
Sub Total | 91.54% | 117428.248 | 510.5576 | Average Life (yrs) | -1.8152 |  |  | DEPRECIATION ASSUMPTIONS:
|  |  |  | Treasury Rate (%) | 6.5% | 6.5% |  |  | Year | Method | Residual (%)
Soft Cost (From Engineers/Asset Management): |  |  |  | Spread (%) | 1.75% | 1.75% |  | Federal & State Tax Depreciation
Spare Parts | 1.013% | 1300 | 5.6522 | All-In Rate (%) | 8.25% | 8.25% |  | EPC Costs | 15 | MACRS | 0%
EE&CC Program Management | 0.1754% | 225 | 0.97826 |  |  |  |  | Start-Up Cost | 5 | SL | 0%
Mobilization Expenses | 0% | 0 | 0 | Maximum DSR Amount (000 $) | 0 | 0 | (months/year) | Transaction Costs | 20 | SL | 0%
Environmental Permitting | 0.4677% | 600 | 2.6087 | Debt Service Reserve LOC Fee | 2%
Insurance | 0% | 0 | 0 | Interest Income Rate | 0% |  |  | Book Depreciation
Capitalized Salaries | 0% | 0 | 0 |  |  |  |  | EPC Costs | 30 | SL | 10%
Owner's Engineer | 0% | 0 | 0 | EQUITY |  |  |  | Start-Up Cost | 5 | SL | 0%
Development Expenses | 0% | 0 | 0 | Equity Closed | 2000-04-01 |  |  | Transaction Costs | 20 | SL | 0%
Legal Expense | 0.1169% | 150 | 0.65217 | Equity Partner's Share | 0% | 0
Interconnect Study | 0.01559% | 20 | 0.086957 | Enron's Share | 100% | 37027.0478 |  | TAX ASSUMPTIONS (PROJECT MAY INCLUDE SPECIFIC TAXES):
IDC | 3.324% | 4263.3958 | 18.5365
Land | 0.7796% | 1000 | 4.3478 | PPA ASSUMPTIONS (MAKE CHANGES AS NEEDED): |  |  |  | Federal Income Tax Rate (%) | 35%
Sales & Used Tax | 1.786% | 2290.8 | 9.96 |  |  |  |  | State Income Tax Rate (average %) | 7% | (Project Specific)
Contingency | 0% | 0 | 0 | Fixed Price PPA |  |  |  | Franchise Tax (% on Net Asset) | 0% | (Project Specific)
Sub Total | 7.678% | 9849.1958 | 42.8226 | No. of years |  | 20 |  | Gross Receipts Tax (%) | 0% | (Project Specific)
|  |  |  | Capacity Charge ($/kW-mo.) |  | 6.8266 |  | Sales & Used Tax Rate on Fuel (%) | 1.5% | (Project Specific)
Financing Costs: | [7 empty] | Sales & Used Tax Rate on Hard Cost (%) | 5% | (Project Specific)
Lender's Engineer | 0% | 0 | 0 | Merchant Price Period
Lender's Counsel | 0% | 0 | 0 | No. of years |  | 0
Financing Fee (All-in Fees) | 0.7796% | 1000 | 4.3478 | Capacity Charge ($/kW-mo.)
Sub Total | 0.7796% | 1000 | 4.3478
|  |  |  | Variable Payment ($/mWh) |  | 1.124
Total Uses | 100% | 128277.4438 | 557.728
|  |  |  | Net Generation (MWh) |  | 575000
SUMMARY OUTPUT: |  |  |  | TECHNICAL ASSUMPTIONS:
All-in Capital Cost ($/kW) |  | 557.728 |  | Site Condition (MW) |  | 230
|  |  |  | LMP Adder |  | 0
|  | Avg. | Min | Evaporative Cooler (MW) |  | 0
DSCR |  | 1.308 | 1.3 | Net Output (MW) |  | 230
Enron Equity Returns |  |  |  | No. of Starts per year |  | 140
20 Yrs After-Tax Cashflow with Zero Residual Value |  | 11.33% |  | Available PSIG |  | 400
20 Yrs After-Tax Cashflow with 5x EBITDA Exit Multiple Residual Value |  | 11.88% | Target | No. of Run Hours per year |  | 2500
20 Yrs After-Tax Cashflow with 20% Initial Project Cost Residual Value |  | 12% | 12%
20 Yrs After-Tax Cashflow with $200/kW Residual Value |  | 12.47%
Key Stats | 2001 | 2002 | 2003
EBITDA (000 $) | 11534.6082 | 17465.7272 | 17428.5367
Net Income (000 $) | 2101.5229 | 3489.041 | 3788.6728
Pre-Tax Cashflow (000 $) | 8381.1294 | 10263.5689 | 10746.8899
Cashflow to Equity (000 $) | 5970.9415 | 4071.0351 | 4014.8376
Note on H11: clau: Calculated to include Carry Cost on a separate spreadsheet.
Note on H13: clau: This is an estimate, please check with Engineers for specific project
Note on H14: clau: This is an estimate, please check with Engineers for specific project
Note on H15: clau: This is an estimate, please check with Engineers for specific project
Note on C19: clau: $62,000/turbine as per Bruce Golden
Note on L38: clau: Assumption checked with Patrick Maloy on 2/4/00.
Note on C41: Ben Rogers: Make sure that ENA is not operating the facility, thus there will be no mobilization costs
Note on L43: clau: Assumption used for GenCo. Verified with Jody Pierce 2/3/00.
Note on N55: Ben Rogers: Need to check with Patrick Maloy the states tax rate
Note on C58: Ben Rogers: Based on company's estimate
Note on H61: clau: As per Bruce Golden for simple cycle LM6000
Note on H73: Ben Rogers: Based on company's estimates

## Price_Technical Assumption
PROJECT NAME: UAE-Lowell
PRICE/TECHNICAL ASSUMPTIONS
|  | 0.66667 | 1.6667 | 2.6667 | 3.6667 | 4.6667 | 5.6667 | 6.6667 | 7.6667 | 8.6667 | 9.6667 | 10.6667 | 11.6667 | 12.6667 | 13.6667 | 14.6667 | 15.6667 | 16.6667 | 17.6667 | 18.6667 | 19.6667 | 20.6667 | 21.6667 | 22.6667 | 23.6667 | 24.6667 | 25.6667 | 26.6667 | 27.6667 | 28.6667 | 29.6667 | 30.6667
|  | 2001 | 2002 | 2003 | 2004 | 2005 | 2006 | 2007 | 2008 | 2009 | 2010 | 2011 | 2012 | 2013 | 2014 | 2015 | 2016 | 2017 | 2018 | 2019 | 2020 | 2021 | 2022 | 2023 | 2024 | 2025 | 2026 | 2027 | 2028 | 2029 | 2030 | 2031
CAPACITY PRICE $/kW-MONTH
| Fixed Price | 6.8266 | 6.8266 | 6.8266 | 6.8266 | 6.8266 | 6.8266 | 6.8266 | 6.8266 | 6.8266 | 6.8266 | 6.8266 | 6.8266 | 6.8266 | 6.8266 | 6.8266 | 6.8266 | 6.8266 | 6.8266 | 6.8266 | 6.8266 | 6.8266 | 6.8266 | 6.8266 | 6.8266 | 6.8266 | 6.8266 | 6.8266 | 6.8266 | 6.8266 | 6.8266 | 6.8266
Merchant Price
1 | Base | 5.4933 | 5.6581 | 5.6458 | 5.7213 | 5.6998 | 5.7713 | 5.8419 | 5.9116 | 6.0889 | 6.1596 | 6.3444 | 6.4159 | 6.6084 | 6.6806 | 6.7512 | 6.82 | 6.8869 | 6.9516 | 7.014 | 7.0739 | 7.1311 | 7.1854 | 7.2396 | 7.2939 | 7.3482 | 7.4024 | 7.4567 | 7.5109 | 7.5652 | 7.6195 | 7.6737
2 | Low | 4.3775 | 4.5088 | 4.7352 | 4.8772 | 5.0235 | 5.1742 | 5.3295 | 5.2782 | 5.2191 | 5.0397 | 4.9602 | 4.8713 | 4.8951 | 4.9159 | 4.8037 | 4.8141 | 4.8208 | 4.9654 | 5.1144 | 5.1173 | 5.2708 | 5.429 | 5.5871 | 5.7452 | 5.9033 | 6.0615 | 6.2196 | 6.3777 | 6.5358 | 6.694 | 6.8521
3 | Index | 0 | 0 | 0 | 0 | 0 | 0 | 0 | 0 | 0 | 0 | 0 | 0 | 0 | 0 | 0 | 0 | 0 | 0 | 0 | 0 | 0 | 0 | 0 | 0 | 0 | 0 | 0 | 0 | 0 | 0 | 0
4 | Custom | 0 | 0 | 0 | 0 | 0 | 0 | 0 | 0 | 0 | 0 | 0 | 0 | 0 | 0 | 0 | 0 | 0 | 0 | 0 | 0 | 0 | 0 | 0 | 0 | 0 | 0 | 0 | 0 | 0 | 0 | 0
1 | Market Price Scenario | 5.4933 | 5.6581 | 5.6458 | 5.7213 | 5.6998 | 5.7713 | 5.8419 | 5.9116 | 6.0889 | 6.1596 | 6.3444 | 6.4159 | 6.6084 | 6.6806 | 6.7512 | 6.82 | 6.8869 | 6.9516 | 7.014 | 7.0739 | 7.1311 | 7.1854 | 7.2396 | 7.2939 | 7.3482 | 7.4024 | 7.4567 | 7.5109 | 7.5652 | 7.6195 | 7.6737
| Blended Capacity Price | 6.8266 | 6.8266 | 6.8266 | 6.8266 | 6.8266 | 6.8266 | 6.8266 | 6.8266 | 6.8266 | 6.8266 | 6.8266 | 6.8266 | 6.8266 | 6.8266 | 6.8266 | 6.8266 | 6.8266 | 6.8266 | 6.8266 | 6.8266 | 7.0296 | 7.1854 | 7.2396 | 7.2939 | 7.3482 | 7.4024 | 7.4567 | 7.5109 | 7.5652 | 7.6195 | 7.6737
GAS PRICE $/MMBTU
1 | Index (Tenn Zone 6) | 3.1784 | 3.1597 | 3.1917 | 3.2409 | 3.3 | 3.363 | 3.428 | 3.498 | 3.573 | 3.653 | 3.738 | 3.8161 | 3.8857 | 4.023 | 4.128 | 4.238 | 4.353 | 4.473 | 4.598 | 4.728 | 4.863 | 2.2 | 2.2 | 2.2 | 2.2 | 2.2 | 2.2 | 2.2 | 2.2 | 2.2 | 2.2
2 | Fixed | 2.5 | 2.5 | 2.5 | 2.5 | 2.5 | 2.5 | 2.5 | 2.5 | 2.5 | 2.5 | 2.5 | 2.5 | 2.5 | 2.5 | 2.5 | 2.5 | 2.5 | 2.5 | 2.5 | 2.5 | 2.5 | 2.5 | 2.5 | 2.5 | 2.5 | 2.5 | 2.5 | 2.5 | 2.5 | 2.5 | 2.5
3 | Custom | 1.5 | 1.5 | 1.5 | 1.5 | 1.5 | 1.5 | 1.5 | 1.5 | 1.5 | 1.5 | 1.5 | 1.5 | 1.5 | 1.5 | 1.5 | 1.5 | 1.5 | 1.5 | 1.5 | 1.5 | 1.5 | 1.5 | 1.5 | 1.5 | 1.5 | 1.5 | 1.5 | 1.5 | 1.5 | 1.5 | 1.5
| Sales Tax Rate | 1.5% | 1.5% | 1.5% | 1.5% | 1.5% | 1.5% | 1.5% | 1.5% | 1.5% | 1.5% | 1.5% | 1.5% | 1.5% | 1.5% | 1.5% | 1.5% | 1.5% | 1.5% | 1.5% | 1.5% | 1.5% | 1.5% | 1.5% | 1.5% | 1.5% | 1.5% | 1.5% | 1.5% | 1.5% | 1.5% | 1.5%
1 | Gas Price Assumption | 3.2261 | 3.2071 | 3.2396 | 3.2895 | 3.3495 | 3.4134 | 3.4794 | 3.5504 | 3.6266 | 3.7078 | 3.794 | 3.8733 | 3.944 | 4.0833 | 4.1899 | 4.3015 | 4.4183 | 4.5401 | 4.6669 | 4.7989 | 4.9359 | 2.233 | 2.233 | 2.233 | 2.233 | 2.233 | 2.233 | 2.233 | 2.233 | 2.233 | 2.233
ENERGY PRICE $/MWH
| Fuel | 33.2348 | 33.0391 | 33.3742 | 33.8883 | 34.507 | 35.1649 | 35.8445 | 36.5765 | 37.3607 | 38.1973 | 39.0861 | 39.903 | 40.6306 | 42.0662 | 43.1641 | 44.3143 | 45.5168 | 46.7716 | 48.0787 | 49.438 | 50.8497 | 23.0044 | 23.0044 | 23.0044 | 23.0044 | 23.0044 | 23.0044 | 23.0044 | 23.0044 | 23.0044 | 23.0044
| Variable O&M | 1.1464 | 1.1808 | 1.2162 | 1.2527 | 1.2902 | 1.329 | 1.3688 | 1.4099 | 1.4522 | 1.4958 | 1.5406 | 1.5868 | 1.6344 | 1.6835 | 1.734 | 1.786 | 1.8396 | 1.8948 | 1.9516 | 2.0102 | 2.0705 | 2.1326 | 2.1966 | 2.2625 | 2.3303 | 2.4002 | 2.4722 | 2.5464 | 2.6228 | 2.7015 | 2.7825
| Marginal Cost of Generation | 34.3811 | 34.2199 | 34.5904 | 35.141 | 35.7972 | 36.4938 | 37.2134 | 37.9864 | 38.8129 | 39.693 | 40.6267 | 41.4898 | 42.265 | 43.7497 | 44.8981 | 46.1003 | 47.3564 | 48.6664 | 50.0303 | 51.4482 | 52.9201 | 25.137 | 25.2009 | 25.2668 | 25.3347 | 25.4046 | 25.4766 | 25.5508 | 25.6272 | 25.7059 | 25.7869
Pass-through | Energy Price Assumption | 34.3811 | 34.2199 | 34.5904 | 35.141 | 35.7972 | 36.4938 | 37.2134 | 37.9864 | 38.8129 | 39.693 | 40.6267 | 41.4898 | 42.265 | 43.7497 | 44.8981 | 46.1003 | 47.3564 | 48.6664 | 50.0303 | 51.4482 | 52.9201 | 25.137 | 25.2009 | 25.2668 | 25.3347 | 25.4046 | 25.4766 | 25.5508 | 25.6272 | 25.7059 | 25.7869
HEAT RATE (HHV)
| New and Clean | 10100 | 10100 | 10100 | 10100 | 10100 | 10100 | 10100 | 10100 | 10100 | 10100 | 10100 | 10100 | 10100 | 10100 | 10100 | 10100 | 10100 | 10100 | 10100 | 10100 | 10100 | 10100 | 10100 | 10100 | 10100 | 10100 | 10100 | 10100 | 10100 | 10100 | 10100
Degradation (%) | bar: 2001 to 2031
| Net Heat Rate | 10302 | 10302 | 10302 | 10302 | 10302 | 10302 | 10302 | 10302 | 10302 | 10302 | 10302 | 10302 | 10302 | 10302 | 10302 | 10302 | 10302 | 10302 | 10302 | 10302 | 10302 | 10302 | 10302 | 10302 | 10302 | 10302 | 10302 | 10302 | 10302 | 10302 | 10302

## Gas Curve
Total Price to
| Tenn Zone 6 | Annual | Year | Price
2001-01-01 | 4.0555 |  | 2001 | 3.1784
2001-02-01 | 3.8955 |  | 2002 | 3.1597
2001-03-01 | 3.343 |  | 2003 | 3.1917 | 1.0101
2001-04-01 | 2.863 |  | 2004 | 3.2409 | 1.0154
2001-05-01 | 2.781 |  | 2005 | 3.3 | 1.0183
2001-06-01 | 2.793 |  | 2006 | 3.363 | 1.0191
2001-07-01 | 2.816 |  | 2007 | 3.428 | 1.0193
2001-08-01 | 2.8155 |  | 2008 | 3.498 | 1.0204
2001-09-01 | 2.796 |  | 2009 | 3.573 | 1.0214
2001-10-01 | 2.8405 |  | 2010 | 3.653 | 1.0224
2001-11-01 | 3.2795 |  | 2011 | 3.738 | 1.0233
2001-12-01 | 3.862 | 3.1784 | 2012 | 3.8161 | 1.0209
2002-01-01 | 4.0725 |  | 2013 | 3.8857 | 1.0182
2002-02-01 | 3.925 |  | 2014 | 4.023 | 1.0353
2002-03-01 | 3.3155 |  | 2015 | 4.128 | 1.0261
2002-04-01 | 2.829 |  | 2016 | 4.238 | 1.0266
2002-05-01 | 2.77 |  | 2017 | 4.353 | 1.0271
2002-06-01 | 2.782 |  | 2018 | 4.473 | 1.0276
2002-07-01 | 2.799 |  | 2019 | 4.598 | 1.0279
2002-08-01 | 2.8025 |  | 2020 | 4.728 | 1.0283
2002-09-01 | 2.782 |  | 2021 | 4.863 | 1.0286
2002-10-01 | 2.8255
2002-11-01 | 3.2965
2002-12-01 | 3.7165 | 3.1597
2003-01-01 | 4.0725
2003-02-01 | 3.937
2003-03-01 | 3.358
2003-04-01 | 2.864
2003-05-01 | 2.805
2003-06-01 | 2.817
2003-07-01 | 2.834
2003-08-01 | 2.8375
2003-09-01 | 2.817
2003-10-01 | 2.8605
2003-11-01 | 3.3365
2003-12-01 | 3.7615 | 3.1917
2004-01-01 | 4.1325
2004-02-01 | 3.997
2004-03-01 | 3.408
2004-04-01 | 2.909
2004-05-01 | 2.85
2004-06-01 | 2.862
2004-07-01 | 2.879
2004-08-01 | 2.8825
2004-09-01 | 2.862
2004-10-01 | 2.9055
2004-11-01 | 3.3865
2004-12-01 | 3.8165 | 3.2409
2005-01-01 | 4.2025
2005-02-01 | 4.067
2005-03-01 | 3.468
2005-04-01 | 2.964
2005-05-01 | 2.905
2005-06-01 | 2.917
2005-07-01 | 2.934
2005-08-01 | 2.9375
2005-09-01 | 2.917
2005-10-01 | 2.9605
2005-11-01 | 3.4465
2005-12-01 | 3.8815 | 3.3
2006-01-01 | 4.2775
2006-02-01 | 4.142
2006-03-01 | 3.533
2006-04-01 | 3.024
2006-05-01 | 2.965
2006-06-01 | 2.977
2006-07-01 | 2.994
2006-08-01 | 2.9975
2006-09-01 | 2.977
2006-10-01 | 3.0205
2006-11-01 | 3.5065
2006-12-01 | 3.9415 | 3.363
2007-01-01 | 4.3425
2007-02-01 | 4.207
2007-03-01 | 3.598
2007-04-01 | 3.089
2007-05-01 | 3.03
2007-06-01 | 3.042
2007-07-01 | 3.059
2007-08-01 | 3.0625
2007-09-01 | 3.042
2007-10-01 | 3.0855
2007-11-01 | 3.5715
2007-12-01 | 4.0065 | 3.428
2008-01-01 | 4.4125
2008-02-01 | 4.277
2008-03-01 | 3.668
2008-04-01 | 3.159
2008-05-01 | 3.1
2008-06-01 | 3.112
2008-07-01 | 3.129
2008-08-01 | 3.1325
2008-09-01 | 3.112
2008-10-01 | 3.1555
2008-11-01 | 3.6415
2008-12-01 | 4.0765 | 3.498
2009-01-01 | 4.4875
2009-02-01 | 4.352
2009-03-01 | 3.743
2009-04-01 | 3.234
2009-05-01 | 3.175
2009-06-01 | 3.187
2009-07-01 | 3.204
2009-08-01 | 3.2075
2009-09-01 | 3.187
2009-10-01 | 3.2305
2009-11-01 | 3.7165
2009-12-01 | 4.1515 | 3.573
2010-01-01 | 4.5675
2010-02-01 | 4.432
2010-03-01 | 3.823
2010-04-01 | 3.314
2010-05-01 | 3.255
2010-06-01 | 3.267
2010-07-01 | 3.284
2010-08-01 | 3.2875
2010-09-01 | 3.267
2010-10-01 | 3.3105
2010-11-01 | 3.7965
2010-12-01 | 4.2315 | 3.653
2011-01-01 | 4.6525
2011-02-01 | 4.517
2011-03-01 | 3.908
2011-04-01 | 3.399
2011-05-01 | 3.34
2011-06-01 | 3.352
2011-07-01 | 3.369
2011-08-01 | 3.3725
2011-09-01 | 3.352
2011-10-01 | 3.3955
2011-11-01 | 3.8815
2011-12-01 | 4.3165 | 3.738
2012-01-01 | 4.7425
2012-02-01 | 4.607
2012-03-01 | 3.998
2012-04-01 | 3.489
2012-05-01 | 3.43
2012-06-01 | 3.442
2012-07-01 | 3.459
2012-08-01 | 3.4625
2012-09-01 | 3.442
2012-10-01 | 3.4855
2012-11-01 | 3.9715
2012-12-01 | 4.264 | 3.8161
2013-01-01 | 4.39
2013-02-01 | 4.702
2013-03-01 | 4.093
2013-04-01 | 3.584
2013-05-01 | 3.525
2013-06-01 | 3.537
2013-07-01 | 3.554
2013-08-01 | 3.5575
2013-09-01 | 3.537
2013-10-01 | 3.5805
2013-11-01 | 4.0665
2013-12-01 | 4.5015 | 3.8857
2014-01-01 | 4.9375
2014-02-01 | 4.802
2014-03-01 | 4.193
2014-04-01 | 3.684
2014-05-01 | 3.625
2014-06-01 | 3.637
2014-07-01 | 3.654
2014-08-01 | 3.6575
2014-09-01 | 3.637
2014-10-01 | 3.6805
2014-11-01 | 4.1665
2014-12-01 | 4.6015 | 4.023
2015-01-01 | 5.0425
2015-02-01 | 4.907
2015-03-01 | 4.298
2015-04-01 | 3.789
2015-05-01 | 3.73
2015-06-01 | 3.742
2015-07-01 | 3.759
2015-08-01 | 3.7625
2015-09-01 | 3.742
2015-10-01 | 3.7855
2015-11-01 | 4.2715
2015-12-01 | 4.7065 | 4.128
2016-01-01 | 5.1525
2016-02-01 | 5.017
2016-03-01 | 4.408
2016-04-01 | 3.899
2016-05-01 | 3.84
2016-06-01 | 3.852
2016-07-01 | 3.869
2016-08-01 | 3.8725
2016-09-01 | 3.852
2016-10-01 | 3.8955
2016-11-01 | 4.3815
2016-12-01 | 4.8165 | 4.238
2017-01-01 | 5.2675
2017-02-01 | 5.132
2017-03-01 | 4.523
2017-04-01 | 4.014
2017-05-01 | 3.955
2017-06-01 | 3.967
2017-07-01 | 3.984
2017-08-01 | 3.9875
2017-09-01 | 3.967
2017-10-01 | 4.0105
2017-11-01 | 4.4965
2017-12-01 | 4.9315 | 4.353
2018-01-01 | 5.3875
2018-02-01 | 5.252
2018-03-01 | 4.643
2018-04-01 | 4.134
2018-05-01 | 4.075
2018-06-01 | 4.087
2018-07-01 | 4.104
2018-08-01 | 4.1075
2018-09-01 | 4.087
2018-10-01 | 4.1305
2018-11-01 | 4.6165
2018-12-01 | 5.0515 | 4.473
2019-01-01 | 5.5125
2019-02-01 | 5.377
2019-03-01 | 4.768
2019-04-01 | 4.259
2019-05-01 | 4.2
2019-06-01 | 4.212
2019-07-01 | 4.229
2019-08-01 | 4.2325
2019-09-01 | 4.212
2019-10-01 | 4.2555
2019-11-01 | 4.7415
2019-12-01 | 5.1765 | 4.598
2020-01-01 | 5.6425
2020-02-01 | 5.507
2020-03-01 | 4.898
2020-04-01 | 4.389
2020-05-01 | 4.33
2020-06-01 | 4.342
2020-07-01 | 4.359
2020-08-01 | 4.3625
2020-09-01 | 4.342
2020-10-01 | 4.3855
2020-11-01 | 4.8715
2020-12-01 | 5.3065 | 4.728
2021-01-01 | 5.7775
2021-02-01 | 5.642
2021-03-01 | 5.033
2021-04-01 | 4.524
2021-05-01 | 4.465
2021-06-01 | 4.477
2021-07-01 | 4.494
2021-08-01 | 4.4975
2021-09-01 | 4.477
2021-10-01 | 4.5205
2021-11-01 | 5.0065
2021-12-01 | 5.4415 | 4.863

## Turbo
Sheet Generated from Bruce Golden
|  | Lowell | Lowell + LMP
Net CTG plant output | MW | 188 | 188
LMP gross output | MW |  | 32
LMP aux. | MW |  | -2
chiller aux. Savings | MW |  | 6
Net Plant Output | MW | 188 | 224
Fuel Consumption | MMBtu/hr | 1957 | 1957
Net deal H.R. | Btu/kWhr. | 10409 | 8728
Base Capital Cost | US$ | 101000 | 101000
LMP Cost adder | US$ |  | 18400
Chiller Plant Savings | US$ |  | -6000
Net Plant Cost | US$ | 101000 | 113400
| US$/kW | 537 | 506
Incremenetal net plant output | MW |  | 36
Incremental net plant cost | US$/kW |  | 343

## IS
PROJECT NAME: UAE-Lowell
INCOME STATEMENT
|  | 0.66667 | 1.6667 | 2.6667 | 3.6667 | 4.6667 | 5.6667 | 6.6667 | 7.6667 | 8.6667 | 9.6667 | 10.6667 | 11.6667 | 12.6667 | 13.6667 | 14.6667 | 15.6667 | 16.6667 | 17.6667 | 18.6667 | 19.6667 | 20.6667 | 21.6667 | 22.6667 | 23.6667 | 24.6667 | 25.6667 | 26.6667 | 27.6667 | 28.6667 | 29.6667 | 30.6667
('000 $) |  | 2001 | 2002 | 2003 | 2004 | 2005 | 2006 | 2007 | 2008 | 2009 | 2010 | 2011 | 2012 | 2013 | 2014 | 2015 | 2016 | 2017 | 2018 | 2019 | 2020 | 2021 | 2022 | 2023 | 2024 | 2025 | 2026 | 2027 | 2028 | 2029 | 2030 | 2031
|  | 2001-12-31 | 2002-12-31 | 2003-12-31 | 2004-12-31 | 2005-12-31 | 2006-12-31 | 2007-12-31 | 2008-12-31 | 2009-12-31 | 2010-12-31 | 2011-12-31 | 2012-12-31 | 2013-12-31 | 2014-12-31 | 2015-12-31 | 2016-12-31 | 2017-12-31 | 2018-12-31 | 2019-12-31 | 2020-12-31 | 2021-12-31 | 2022-12-31 | 2023-12-31 | 2024-12-31 | 2025-12-31 | 2026-12-31 | 2027-12-31 | 2028-12-31 | 2029-12-31 | 2030-12-31 | 2031-12-31
Revenue
Capacity Revenue |  | 12560.9415 | 18841.4122 | 18841.4122 | 18841.4122 | 18841.4122 | 18841.4122 | 18841.4122 | 18841.4122 | 18841.4122 | 18841.4122 | 18841.4122 | 18841.4122 | 18841.4122 | 18841.4122 | 18841.4122 | 18841.4122 | 18841.4122 | 18841.4122 | 18841.4122 | 18841.4122 | 6467.2495 | 0 | 0 | 0 | 0 | 0 | 0 | 0 | 0 | 0 | 0
Energy Revenue |  | 19769.157 | 19676.4479 | 19889.4667 | 20206.0607 | 20583.4091 | 20983.9526 | 21397.6899 | 21842.1775 | 22317.4359 | 22823.4865 | 23360.3511 | 23856.6538 | 24302.397 | 25156.058 | 25816.4111 | 26507.6979 | 27229.9445 | 27983.1779 | 28767.4259 | 29582.7169 | 30429.0804 | 14453.7463 | 14490.5334 | 14528.4241 | 14567.4515 | 14607.6498 | 14649.0539 | 14691.7002 | 14735.6259 | 14780.8694 | 14827.4702
Ancillary Services |  | 0 | 0 | 0 | 0 | 0 | 0 | 0 | 0 | 0 | 0 | 0 | 0 | 0 | 0 | 0 | 0 | 0 | 0 | 0 | 0 | 0 | 0 | 0 | 0 | 0 | 0 | 0 | 0 | 0 | 0 | 0
Total Revenue |  | 32330.0985 | 38517.8602 | 38730.8789 | 39047.4729 | 39424.8213 | 39825.3649 | 40239.1022 | 40683.5897 | 41158.8482 | 41664.8987 | 42201.7634 | 42698.0661 | 43143.8092 | 43997.4703 | 44657.8233 | 45349.1101 | 46071.3567 | 46824.5902 | 47608.8381 | 48424.1291 | 36896.3298 | 14453.7463 | 14490.5334 | 14528.4241 | 14567.4515 | 14607.6498 | 14649.0539 | 14691.7002 | 14735.6259 | 14780.8694 | 14827.4702
Expense
Fuel |  | 19109.9948 | 18997.5108 | 19190.1615 | 19485.7763 | 19841.5162 | 20219.803 | 20610.6158 | 21031.4911 | 21482.429 | 21963.4293 | 22474.4922 | 22944.2192 | 23362.5893 | 24188.0561 | 24819.3691 | 25480.7446 | 26172.1827 | 26893.6832 | 27645.2463 | 28426.8719 | 29238.5601 | 13227.5104 | 13227.5104 | 13227.5104 | 13227.5104 | 13227.5104 | 13227.5104 | 13227.5104 | 13227.5104 | 13227.5104 | 13227.5104
Fixed Operating Expenses |  | 68 | 105.06 | 108.2118 | 111.4582 | 114.8019 | 118.246 | 121.7933 | 125.4471 | 129.2105 | 133.0869 | 137.0795 | 141.1919 | 145.4276 | 149.7904 | 154.2842 | 158.9127 | 163.6801 | 168.5905 | 173.6482 | 178.8576 | 184.2233 | 189.75 | 195.4425 | 201.3058 | 207.345 | 213.5653 | 219.9723 | 226.5715 | 233.3686 | 240.3697 | 247.5808
Variable Operating Expenses |  | 342.4829 | 352.7573 | 363.3401 | 374.2403 | 385.4675 | 397.0315 | 408.9424 | 421.2107 | 433.847 | 446.8625 | 460.2683 | 474.0764 | 488.2987 | 502.9476 | 518.0361 | 533.5771 | 549.5845 | 566.072 | 583.0541 | 600.5458 | 618.5621 | 637.119 | 656.2326 | 675.9196 | 696.1971 | 717.0831 | 738.5955 | 760.7534 | 783.576 | 807.0833 | 831.2958
Major Maintenance |  | 316.6794 | 326.1797 | 335.9651 | 346.0441 | 356.4254 | 367.1182 | 378.1317 | 389.4757 | 401.1599 | 413.1947 | 425.5906 | 438.3583 | 451.509 | 465.0543 | 479.0059 | 493.3761 | 508.1774 | 523.4227 | 539.1254 | 555.2992 | 571.9581 | 589.1169 | 606.7904 | 624.9941 | 643.7439 | 663.0562 | 682.9479 | 703.4364 | 724.5395 | 746.2756 | 768.6639
Insurance |  | 100 | 154.5 | 159.135 | 163.9091 | 168.8263 | 173.8911 | 179.1078 | 184.4811 | 190.0155 | 195.716 | 201.5875 | 207.6351 | 213.8641 | 220.2801 | 226.8885 | 233.6951 | 240.706 | 247.9271 | 255.365 | 263.0259 | 270.9167 | 279.0442 | 287.4155 | 296.038 | 304.9191 | 314.0667 | 323.4887 | 333.1934 | 343.1892 | 353.4848 | 364.0894
SG&A |  | 347.6667 | 537.145 | 553.2594 | 569.8571 | 586.9528 | 604.5614 | 622.6983 | 641.3792 | 660.6206 | 680.4392 | 700.8524 | 721.878 | 743.5343 | 765.8403 | 788.8155 | 812.48 | 836.8544 | 861.96 | 887.8188 | 914.4534 | 941.887 | 970.1436 | 999.2479 | 1029.2254 | 1060.1021 | 1091.9052 | 1124.6623 | 1158.4022 | 1193.1543 | 1228.9489 | 1265.8174
Start Charge |  | 0 | 0 | 0 | 0 | 0 | 0 | 0 | 0 | 0 | 0 | 0 | 0 | 0 | 0 | 0 | 0 | 0 | 0 | 0 | 0 | 0 | 0 | 0 | 0 | 0 | 0 | 0 | 0 | 0 | 0 | 0
Property Tax |  | 400 | 408 | 416.16 | 424.4832 | 432.9729 | 441.6323 | 450.465 | 459.4743 | 468.6638 | 478.037 | 487.5978 | 497.3497 | 507.2967 | 517.4427 | 527.7915 | 538.3473 | 549.1143 | 560.0966 | 571.2985 | 582.7245 | 594.379 | 606.2665 | 618.3919 | 630.7597 | 643.3749 | 656.2424 | 669.3672 | 682.7546 | 696.4097 | 710.3379 | 724.5446
Franchise Tax |  | 0 | 0 | 0 | 0 | 0 | 0 | 0 | 0 | 0 | 0 | 0 | 0 | 0 | 0 | 0 | 0 | 0 | 0 | 0 | 0 | 0 | 0 | 0 | 0 | 0 | 0 | 0 | 0 | 0 | 0 | 0
Gross Receipts Tax |  | 0 | 0 | 0 | 0 | 0 | 0 | 0 | 0 | 0 | 0 | 0 | 0 | 0 | 0 | 0 | 0 | 0 | 0 | 0 | 0 | 0 | 0 | 0 | 0 | 0 | 0 | 0 | 0 | 0 | 0 | 0
Debt Service Reserve LOC Fee |  | 0 | 0 | 0 | 0 | 0 | 0 | 0 | 0 | 0 | 0 | 0 | 0 | 0 | 0 | 0 | 0 | 0 | 0 | 0 | 0 | 0 | 0 | 0 | 0 | 0 | 0 | 0 | 0 | 0 | 0 | 0
Marketing Fee |  | 0 | 0 | 0 | 0 | 0 | 0 | 0 | 0 | 0 | 0 | 0 | 0 | 0 | 0 | 0 | 0 | 0 | 0 | 0 | 0 | 0 | 0 | 0 | 0 | 0 | 0 | 0 | 0 | 0 | 0 | 0
Administrative Fee |  | 44 | 67.98 | 70.0194 | 72.12 | 74.2836 | 76.5121 | 78.8075 | 81.1717 | 83.6068 | 86.115 | 88.6985 | 91.3594 | 94.1002 | 96.9232 | 99.8309 | 102.8258 | 105.9106 | 109.0879 | 112.3606 | 115.7314 | 119.2033 | 122.7794 | 126.4628 | 130.2567 | 134.1644 | 138.1893 | 142.335 | 146.6051 | 151.0032 | 155.5333 | 160.1993
O&M Fees |  | 66.6667 | 103 | 106.09 | 109.2727 | 112.5509 | 115.9274 | 119.4052 | 122.9874 | 126.677 | 130.4773 | 134.3916 | 138.4234 | 142.5761 | 146.8534 | 151.259 | 155.7967 | 160.4706 | 165.2848 | 170.2433 | 175.3506 | 180.6111 | 186.0295 | 191.6103 | 197.3587 | 203.2794 | 209.3778 | 215.6591 | 222.1289 | 228.7928 | 235.6566 | 242.7262
Total Expense |  | 20795.4903 | 21052.1329 | 21302.3423 | 21657.1609 | 22073.7975 | 22514.7229 | 22969.967 | 23457.1182 | 23976.2302 | 24527.3579 | 25110.5583 | 25654.4913 | 26149.1961 | 27053.1881 | 27765.2806 | 28509.7556 | 29286.6805 | 30096.1249 | 30938.1602 | 31812.8603 | 32720.3008 | 16807.7596 | 16909.1044 | 17013.3683 | 17120.6365 | 17230.9965 | 17344.5387 | 17461.3558 | 17581.5437 | 17705.2006 | 17832.4279
EBITDA |  | 11534.6082 | 17465.7272 | 17428.5367 | 17390.312 | 17351.0238 | 17310.6419 | 17269.1351 | 17226.4715 | 17182.618 | 17137.5408 | 17091.205 | 17043.5748 | 16994.6132 | 16944.2822 | 16892.5427 | 16839.3545 | 16784.6762 | 16728.4653 | 16670.6779 | 16611.2688 | 4176.029 | -2354.0133 | -2418.571 | -2484.9442 | -2553.185 | -2623.3468 | -2695.4847 | -2769.6556 | -2845.9177 | -2924.3312 | -3004.9577
Depreciation & Amortization |  | 3078.6062 | 4617.9093 | 4617.9093 | 4617.9093 | 4617.9093 | 4006.4693 | 3700.7493 | 3700.7493 | 3700.7493 | 3700.7493 | 3700.7493 | 3700.7493 | 3700.7493 | 3700.7493 | 3700.7493 | 3700.7493 | 3700.7493 | 3700.7493 | 3700.7493 | 3700.7493 | 3667.416 | 3650.7493 | 3650.7493 | 3650.7493 | 3650.7493 | 3650.7493 | 3650.7493 | 3650.7493 | 3650.7493 | 3650.7493 | 1216.9164
EBIT |  | 8456.0019 | 12847.8179 | 12810.6274 | 12772.4027 | 12733.1145 | 13304.1726 | 13568.3858 | 13525.7222 | 13481.8687 | 13436.7915 | 13390.4557 | 13342.8255 | 13293.8638 | 13243.5328 | 13191.7934 | 13138.6052 | 13083.9269 | 13027.716 | 12969.9286 | 12910.5195 | 508.613 | -6004.7626 | -6069.3203 | -6135.6935 | -6203.9343 | -6274.0961 | -6346.2341 | -6420.4049 | -6496.667 | -6575.0805 | -4221.8742
Interest Expense |  | 4979.5373 | 7076.038 | 6543.1786 | 5966.957 | 5342.2653 | 4669.2154 | 3941.8225 | 3156.9873 | 2306.31 | 1388.6505 | 427.3828 | 0 | 0 | 0 | 0 | 0 | 0 | 0 | 0 | 0 | 0 | 23.2733 | 125.9999 | 294.1647 | 481.2139 | 688.1747 | 917.1991 | 1170.0148 | 1449.433 | 1756.9931 | 2157.0905
Pretax Book Income |  | 3476.4647 | 5771.7799 | 6267.4488 | 6805.4457 | 7390.8493 | 8634.9572 | 9626.5633 | 10368.7348 | 11175.5586 | 12048.141 | 12963.0729 | 13342.8255 | 13293.8638 | 13243.5328 | 13191.7934 | 13138.6052 | 13083.9269 | 13027.716 | 12969.9286 | 12910.5195 | 508.613 | -6028.0359 | -6195.3203 | -6429.8582 | -6685.1482 | -6962.2707 | -7263.4332 | -7590.4197 | -7946.1 | -8332.0736 | -6378.9647
Book State Tax Benefit / (Expense) | 7% | -243.3525 | -404.0246 | -438.7214 | -476.3812 | -517.3594 | -604.447 | -673.8594 | -725.8114 | -782.2891 | -843.3699 | -907.4151 | -933.9978 | -930.5705 | -927.0473 | -923.4255 | -919.7024 | -915.8749 | -911.9401 | -907.895 | -903.7364 | -35.6029 | 421.9625 | 433.6724 | 450.0901 | 467.9604 | 487.359 | 508.4403 | 531.3294 | 556.227 | 583.2451 | 446.5275
Shareholder Fed. Tax Benefit / (Expense) | 35% | -1131.5893 | -1878.7144 | -2040.0546 | -2215.1726 | -2405.7214 | -2810.6786 | -3133.4464 | -3375.0232 | -3637.6443 | -3921.6699 | -4219.4802 | -4343.0897 | -4327.1527 | -4310.7699 | -4293.9287 | -4276.616 | -4258.8182 | -4240.5216 | -4221.7117 | -4202.3741 | -165.5535 | 1962.1257 | 2016.5767 | 2092.9188 | 2176.0157 | 2266.2191 | 2364.2475 | 2470.6816 | 2586.4555 | 2712.0899 | 2076.353
Net Income |  | 2101.5229 | 3489.041 | 3788.6728 | 4113.8919 | 4467.7684 | 5219.8316 | 5819.2575 | 6267.9002 | 6755.6252 | 7283.1012 | 7836.1776 | 8065.738 | 8036.1407 | 8005.7156 | 7974.4391 | 7942.2868 | 7909.2338 | 7875.2543 | 7840.3218 | 7804.409 | 307.4566 | -3643.9477 | -3745.0711 | -3886.8493 | -4041.1721 | -4208.6927 | -4390.7454 | -4588.4087 | -4803.4174 | -5036.7385 | -3856.0841

## BS (hidden)
PROJECT NAME: UAE-Lowell
BALANCE SHEET
| 0 | 0.66667 | 1.6667 | 2.6667 | 3.6667 | 4.6667 | 5.6667 | 6.6667 | 7.6667 | 8.6667 | 9.6667 | 10.6667 | 11.6667 | 12.6667 | 13.6667 | 14.6667 | 15.6667 | 16.6667 | 17.6667 | 18.6667 | 19.6667 | 20.6667 | 21.6667 | 22.6667 | 23.6667 | 24.6667 | 25.6667 | 26.6667 | 27.6667 | 28.6667 | 29.6667 | 30.6667
('000 $) | Close | 2001 | 2002 | 2003 | 2004 | 2005 | 2006 | 2007 | 2008 | 2009 | 2010 | 2011 | 2012 | 2013 | 2014 | 2015 | 2016 | 2017 | 2018 | 2019 | 2020 | 2021 | 2022 | 2023 | 2024 | 2025 | 2026 | 2027 | 2028 | 2029 | 2030 | 2031
|  | 2001-12-30 12:00 | 2002-12-30 18:00 | 2003-12-31 | 2004-12-30 06:00 | 2005-12-30 12:00 | 2006-12-30 18:00 | 2007-12-31 | 2008-12-30 06:00 | 2009-12-30 12:00 | 2010-12-30 18:00 | 2011-12-31 | 2012-12-30 06:00 | 2013-12-30 12:00 | 2014-12-30 18:00 | 2015-12-31 | 2016-12-30 06:00 | 2017-12-30 12:00 | 2018-12-30 18:00 | 2019-12-31 | 2020-12-30 06:00 | 2021-12-30 12:00 | 2022-12-30 18:00 | 2023-12-31 | 2024-12-30 06:00 | 2025-12-30 12:00 | 2026-12-30 18:00 | 2027-12-31 | 2028-12-30 06:00 | 2029-12-30 12:00 | 2030-12-30 18:00 | 2031-12-31
Assets
Cash | 0 | 0 | 0 | 0 | 0 | 0 | 0 | 0 | 0 | 0 | 0 | 0 | 0 | 0 | 0 | 0 | 0 | 0 | 0 | 0 | 0 | 0 | 0 | 0 | 0 | 0 | 0 | 0 | 0 | 0 | 0 | 0
Accounts Receivable | 0 | 0 | 0 | 0 | 0 | 0 | 0 | 0 | 0 | 0 | 0 | 0 | 0 | 0 | 0 | 0 | 0 | 0 | 0 | 0 | 0 | 0 | 0 | 0 | 0 | 0 | 0 | 0 | 0 | 0 | 0 | 0
Inventories | 0 | 0 | 0 | 0 | 0 | 0 | 0 | 0 | 0 | 0 | 0 | 0 | 0 | 0 | 0 | 0 | 0 | 0 | 0 | 0 | 0 | 0 | 0 | 0 | 0 | 0 | 0 | 0 | 0 | 0 | 0 | 0
Other Current Assets | 0 | 0 | 0 | 0 | 0 | 0 | 0 | 0 | 0 | 0 | 0 | 0 | 0 | 0 | 0 | 0 | 0 | 0 | 0 | 0 | 0 | 0 | 0 | 0 | 0 | 0 | 0 | 0 | 0 | 0 | 0 | 0
Debt Service Reserve | 0 | 0 | 0 | 0 | 0 | 0 | 0 | 0 | 0 | 0 | 0 | 0 | 0 | 0 | 0 | 0 | 0 | 0 | 0 | 0 | 0 | 0 | 0 | 0 | 0 | 0 | 0 | 0 | 0 | 0 | 0 | 0
Total Current Assets |  | 0 | 0 | 0 | 0 | 0 | 0 | 0 | 0 | 0 | 0 | 0 | 0 | 0 | 0 | 0 | 0 | 0 | 0 | 0 | 0 | 0 | 0 | 0 | 0 | 0 | 0 | 0 | 0 | 0 | 0 | 0
Gross PP&E | 128277.4438 | 127277.4438 | 127277.4438 | 127277.4438 | 127277.4438 | 127277.4438 | 127277.4438 | 127277.4438 | 127277.4438 | 127277.4438 | 127277.4438 | 127277.4438 | 127277.4438 | 127277.4438 | 127277.4438 | 127277.4438 | 127277.4438 | 127277.4438 | 127277.4438 | 127277.4438 | 127277.4438 | 127277.4438 | 127277.4438 | 127277.4438 | 127277.4438 | 127277.4438 | 127277.4438 | 127277.4438 | 127277.4438 | 127277.4438 | 127277.4438 | 127277.4438
Accumulated Depreciation | 0 | 3078.6062 | 7696.5155 | 12314.4248 | 16932.3342 | 21550.2435 | 25556.7128 | 29257.4621 | 32958.2114 | 36658.9607 | 40359.71 | 44060.4594 | 47761.2087 | 51461.958 | 55162.7073 | 58863.4566 | 62564.2059 | 66264.9552 | 69965.7046 | 73666.4539 | 77367.2032 | 81034.6192 | 84685.3685 | 88336.1178 | 91986.8671 | 95637.6164 | 99288.3657 | 102939.115 | 106589.8644 | 110240.6137 | 113891.363 | 115108.2794
Net PP&E | 128277.4438 | 124198.8376 | 119580.9283 | 114963.019 | 110345.1097 | 105727.2003 | 101720.731 | 98019.9817 | 94319.2324 | 90618.4831 | 86917.7338 | 83216.9845 | 79516.2351 | 75815.4858 | 72114.7365 | 68413.9872 | 64713.2379 | 61012.4886 | 57311.7393 | 53610.9899 | 49910.2406 | 46242.8246 | 42592.0753 | 38941.326 | 35290.5767 | 31639.8274 | 27989.0781 | 24338.3288 | 20687.5794 | 17036.8301 | 13386.0808 | 12169.1644
Land | 1000 | 1000 | 1000 | 1000 | 1000 | 1000 | 1000 | 1000 | 1000 | 1000 | 1000 | 1000 | 1000 | 1000 | 1000 | 1000 | 1000 | 1000 | 1000 | 1000 | 1000 | 1000 | 1000 | 1000 | 1000 | 1000 | 1000 | 1000 | 1000 | 1000 | 1000 | 1000
Other Assets | 0 | 0 | 0 | 0 | 0 | 0 | 0 | 0 | 0 | 0 | 0 | 0 | 0 | 0 | 0 | 0 | 0 | 0 | 0 | 0 | 0 | 0 | 0 | 0 | 0 | 0 | 0 | 0 | 0 | 0 | 0 | 0
Total Assets | 129277.4438 | 125198.8376 | 120580.9283 | 115963.019 | 111345.1097 | 106727.2003 | 102720.731 | 99019.9817 | 95319.2324 | 91618.4831 | 87917.7338 | 84216.9845 | 80516.2351 | 76815.4858 | 73114.7365 | 69413.9872 | 65713.2379 | 62012.4886 | 58311.7393 | 54610.9899 | 50910.2406 | 47242.8246 | 43592.0753 | 39941.326 | 36290.5767 | 32639.8274 | 28989.0781 | 25338.3288 | 21687.5794 | 18036.8301 | 14386.0808 | 13169.1644
Liabilities
Accounts Payable | 0 | 0 | 0 | 0 | 0 | 0 | 0 | 0 | 0 | 0 | 0 | 0 | 0 | 0 | 0 | 0 | 0 | 0 | 0 | 0 | 0 | 0 | 0 | 0 | 0 | 0 | 0 | 0 | 0 | 0 | 0 | 0
Accrued Expenses | 0 | 0 | 0 | 0 | 0 | 0 | 0 | 0 | 0 | 0 | 0 | 0 | 0 | 0 | 0 | 0 | 0 | 0 | 0 | 0 | 0 | 0 | 0 | 0 | 0 | 0 | 0 | 0 | 0 | 0 | 0 | 0
Deferred Tax Liability | 0 | #REF! | #REF! | #REF! | #REF! | #REF! | #REF! | #REF! | #REF! | #REF! | #REF! | #REF! | #REF! | #REF! | #REF! | #REF! | #REF! | #REF! | #REF! | #REF! | #REF! | #REF! | #REF! | #REF! | #REF! | #REF! | #REF! | #REF! | #REF! | #REF! | #REF! | #REF!
Working Capital Revolver | 0 | 1000 | 1000 | 1000 | 1000 | 1000 | 1000 | 1000 | 1000 | 1000 | 1000 | 1000 | 1000 | 1000 | 1000 | 1000 | 1000 | 1000 | 1000 | 1000 | 1000 | 1000 | 1000 | 1000 | 1000 | 1000 | 1000 | 1000 | 1000 | 1000 | 1000 | 1000
Long Term Debt | 91250.396 | #REF! | #REF! | #REF! | #REF! | #REF! | #REF! | #REF! | #REF! | #REF! | #REF! | #REF! | #REF! | #REF! | #REF! | #REF! | #REF! | #REF! | #REF! | #REF! | #REF! | #REF! | #REF! | #REF! | #REF! | #REF! | #REF! | #REF! | #REF! | #REF! | #REF! | #REF!
Other Non-Current Liabilities | 0 | 0 | 0 | 0 | 0 | 0 | 0 | 0 | 0 | 0 | 0 | 0 | 0 | 0 | 0 | 0 | 0 | 0 | 0 | 0 | 0 | 0 | 0 | 0 | 0 | 0 | 0 | 0 | 0 | 0 | 0 | 0
Total Long-term Liabilities | 91250.396 | #REF! | #REF! | #REF! | #REF! | #REF! | #REF! | #REF! | #REF! | #REF! | #REF! | #REF! | #REF! | #REF! | #REF! | #REF! | #REF! | #REF! | #REF! | #REF! | #REF! | #REF! | #REF! | #REF! | #REF! | #REF! | #REF! | #REF! | #REF! | #REF! | #REF! | #REF!
Stockholders' Equity
Paid-In-Capital | 37027.0478 | 37027.0478 | 37027.0478 | 37027.0478 | 37027.0478 | 37027.0478 | 37027.0478 | 37027.0478 | 37027.0478 | 37027.0478 | 37027.0478 | 37027.0478 | 37027.0478 | 37027.0478 | 37027.0478 | 37027.0478 | 37027.0478 | 37027.0478 | 37027.0478 | 37027.0478 | 37027.0478 | 37027.0478 | 37027.0478 | 37027.0478 | 37027.0478 | 37027.0478 | 37027.0478 | 37027.0478 | 37027.0478 | 37027.0478 | 37027.0478 | 37027.0478
Retained earnings | #REF! | #REF! | #REF! | #REF! | #REF! | #REF! | #REF! | #REF! | #REF! | #REF! | #REF! | #REF! | #REF! | #REF! | #REF! | #REF! | #REF! | #REF! | #REF! | #REF! | #REF! | #REF! | #REF! | #REF! | #REF! | #REF! | #REF! | #REF! | #REF! | #REF! | #REF! | #REF!
Total stockholders' equity | #REF! | #REF! | #REF! | #REF! | #REF! | #REF! | #REF! | #REF! | #REF! | #REF! | #REF! | #REF! | #REF! | #REF! | #REF! | #REF! | #REF! | #REF! | #REF! | #REF! | #REF! | #REF! | #REF! | #REF! | #REF! | #REF! | #REF! | #REF! | #REF! | #REF! | #REF! | #REF!
Total Liabilities & Equity | #REF! | #REF! | #REF! | #REF! | #REF! | #REF! | #REF! | #REF! | #REF! | #REF! | #REF! | #REF! | #REF! | #REF! | #REF! | #REF! | #REF! | #REF! | #REF! | #REF! | #REF! | #REF! | #REF! | #REF! | #REF! | #REF! | #REF! | #REF! | #REF! | #REF! | #REF! | #REF!
Proof | #REF! | #REF! | #REF! | #REF! | #REF! | #REF! | #REF! | #REF! | #REF! | #REF! | #REF! | #REF! | #REF! | #REF! | #REF! | #REF! | #REF! | #REF! | #REF! | #REF! | #REF! | #REF! | #REF! | #REF! | #REF! | #REF! | #REF! | #REF! | #REF! | #REF! | #REF! | #REF!

## Returns Analysis
PROJECT NAME: UAE-Lowell
RETURNS ANALYSIS
| 0 | 0.66667 | 1.6667 | 2.6667 | 3.6667 | 4.6667 | 5.6667 | 6.6667 | 7.6667 | 8.6667 | 9.6667 | 10.6667 | 11.6667 | 12.6667 | 13.6667 | 14.6667 | 15.6667 | 16.6667 | 17.6667 | 18.6667 | 19.6667 | 20.6667 | 21.6667 | 22.6667 | 23.6667 | 24.6667 | 25.6667 | 26.6667 | 27.6667 | 28.6667 | 29.6667 | 30.6667
('000 $) | Close | 2001 | 2002 | 2003 | 2004 | 2005 | 2006 | 2007 | 2008 | 2009 | 2010 | 2011 | 2012 | 2013 | 2014 | 2015 | 2016 | 2017 | 2018 | 2019 | 2020 | 2021 | 2022 | 2023 | 2024 | 2025 | 2026 | 2027 | 2028 | 2029 | 2030 | 2031
| 2000-04-01 | 2001-12-30 12:00 | 2002-12-30 18:00 | 2003-12-31 | 2004-12-30 06:00 | 2005-12-30 12:00 | 2006-12-30 18:00 | 2007-12-31 | 2008-12-30 06:00 | 2009-12-30 12:00 | 2010-12-30 18:00 | 2011-12-31 | 2012-12-30 06:00 | 2013-12-30 12:00 | 2014-12-30 18:00 | 2015-12-31 | 2016-12-30 06:00 | 2017-12-30 12:00 | 2018-12-30 18:00 | 2019-12-31 | 2020-12-30 06:00 | 2021-12-30 12:00 | 2022-12-30 18:00 | 2023-12-31 | 2024-12-30 06:00 | 2025-12-30 12:00 | 2026-12-30 18:00 | 2027-12-31 | 2028-12-30 06:00 | 2029-12-30 12:00 | 2030-12-30 18:00 | 2031-12-31
EBITDA | 0 | 11534.6082 | 17465.7272 | 17428.5367 | 17390.312 | 17351.0238 | 17310.6419 | 17269.1351 | 17226.4715 | 17182.618 | 17137.5408 | 17091.205 | 17043.5748 | 16994.6132 | 16944.2822 | 16892.5427 | 16839.3545 | 16784.6762 | 16728.4653 | 16670.6779 | 16611.2688 | 4176.029 | -2354.0133 | -2418.571 | -2484.9442 | -2553.185 | -2623.3468 | -2695.4847 | -2769.6556 | -2845.9177 | -2924.3312 | -3004.9577
Less Interest Payments | 0 | -3153.4788 | -7202.1583 | -6681.6468 | -6120.4132 | -5499.7795 | -4843.6359 | -4130.2638 | -3362.602 | -2524.3683 | -1626.5219 | -653.4761 | 0 | 0 | 0 | 0 | 0 | 0 | 0 | 0 | 0 | 0 | -11.5494 | -86.2148 | -250.1985 | -431.9671 | -633.9065 | -857.2045 | -1104.6245 | -1375.554 | -1676.5498 | -1131.4371
Pre-Tax Cashflow | 0 | 8381.1294 | 10263.5689 | 10746.8899 | 11269.8989 | 11851.2443 | 12467.006 | 13138.8714 | 13863.8695 | 14658.2497 | 15511.0189 | 16437.7289 | 17043.5748 | 16994.6132 | 16944.2822 | 16892.5427 | 16839.3545 | 16784.6762 | 16728.4653 | 16670.6779 | 16611.2688 | 4176.029 | -2365.5627 | -2504.7859 | -2735.1427 | -2985.152 | -3257.2533 | -3552.6893 | -3874.2801 | -4221.4717 | -4600.8809 | -4136.3948
Less Cash Taxes | 0 | 0 | 0 | 0 | 0 | -354.1335 | -1860.5574 | -2411.5635 | -2700.2794 | -3024.1911 | -3364.4846 | -3731.153 | -3876.5323 | -3861.9808 | -3837.262 | -3821.612 | -5220.3829 | -6618.5645 | -6596.333 | -6573.4781 | -6549.9818 | -1645.0278 | 0 | 0 | 0 | 0 | 0 | 0 | 0 | 0 | 0 | 0
Less Principal Payments | 0 | -2410.1878 | -6192.5338 | -6732.0524 | -7273.1931 | -7845.5842 | -8479.9869 | -9161.6465 | -9905.7385 | -10692.4139 | -11564.8467 | -10992.2122 | 0 | 0 | 0 | 0 | 0 | 0 | 0 | 0 | 0 | 0 | 569.992 | 1934.2732 | 2150.267 | 2381.5662 | 2638.4099 | 2916.8197 | 3222.3555 | 3548.6446 | 3910.9971 | 4003.7736
Less Capex | 0 | 0 | 0 | 0 | 0 | 0 | 0 | 0 | 0 | 0 | 0 | 0 | 0 | 0 | 0 | 0 | 0 | 0 | 0 | 0 | 0 | 0 | 0 | 0 | 0 | 0 | 0 | 0 | 0 | 0 | 0 | 0
Cashflow to Equity | 0 | 5970.9415 | 4071.0351 | 4014.8376 | 3996.7058 | 3651.5265 | 2126.4616 | 1565.6613 | 1257.8516 | 941.6447 | 581.6876 | 1714.3638 | 13167.0425 | 13132.6323 | 13107.0201 | 13070.9307 | 11618.9716 | 10166.1118 | 10132.1323 | 10097.1998 | 10061.287 | 2531.0012 | -1795.5707 | -570.5127 | -584.8757 | -603.5859 | -618.8434 | -635.8696 | -651.9246 | -672.8271 | -689.8838 | -132.6211
Distribution to Equity | 2000-04-01: 100%
| 0 | 5970.9415 | 4071.0351 | 4014.8376 | 3996.7058 | 3651.5265 | 2126.4616 | 1565.6613 | 1257.8516 | 941.6447 | 581.6876 | 1714.3638 | 13167.0425 | 13132.6323 | 13107.0201 | 13070.9307 | 11618.9716 | 10166.1118 | 10132.1323 | 10097.1998 | 10061.287 | 2531.0012 | -1795.5707 | -570.5127 | -584.8757 | -603.5859 | -618.8434 | -635.8696 | -651.9246 | -672.8271 | -689.8838 | -132.6211
Equity RROR | 2000-04-01: 14%
Beginning Balance | -37027.0478 | -37027.0478 | -36239.8929 | -36239.8929 | -36239.8929 | -36239.8929 | -36239.8929 | -36239.8929 | -36239.8929 | -36239.8929 | -36239.8929 | -36239.8929 | -36239.8929 | -28146.4354 | -18954.304 | -8500.8865 | 3379.9201 | 15472.0806 | 27804.2837 | 41829.0157 | 57782.2776 | 75933.0835 | 89094.7164 | 99772.406 | 113170.0301 | 128428.9586 | 145805.427 | 165599.3433 | 188147.3818 | 213836.0907 | 243100.3162 | 276444.4766
RROR Target Coupon | 0 | 5183.7867 | 5073.585 | 5073.585 | 5073.585 | 5073.585 | 5073.585 | 5073.585 | 5073.585 | 5073.585 | 5073.585 | 5073.585 | 5073.585 | 3940.501 | 2653.6026 | 1190.1241 | -473.1888 | -2166.0913 | -3892.5997 | -5856.0622 | -8089.5189 | -10630.6317 | -12473.2603 | -13968.1368 | -15843.8042 | -17980.0542 | -20412.7598 | -23183.9081 | -26340.6334 | -29937.0527 | -34034.0443 | -38702.2267
Actual Cash Flow | 0 | 5970.9415 | 4071.0351 | 4014.8376 | 3996.7058 | 3651.5265 | 2126.4616 | 1565.6613 | 1257.8516 | 941.6447 | 581.6876 | 1714.3638 | 13167.0425 | 13132.6323 | 13107.0201 | 13070.9307 | 11618.9716 | 10166.1118 | 10132.1323 | 10097.1998 | 10061.287 | 2531.0012 | -1795.5707 | -570.5127 | -584.8757 | -603.5859 | -618.8434 | -635.8696 | -651.9246 | -672.8271 | -689.8838 | -132.6211
Equity Paydown | 0 | 787.1549 | 0 | 0 | 0 | 0 | 0 | 0 | 0 | 0 | 0 | 0 | 8093.4575 | 9192.1314 | 10453.4176 | 11880.8066 | 12092.1605 | 12332.2031 | 14024.732 | 15953.262 | 18150.8059 | 13161.6329 | 10677.6896 | 13397.6241 | 15258.9285 | 17376.4683 | 19793.9164 | 22548.0384 | 25688.7089 | 29264.2256 | 33344.1604 | 38569.6056
Ending Balance | -37027.0478 | -36239.8929 | -36239.8929 | -36239.8929 | -36239.8929 | -36239.8929 | -36239.8929 | -36239.8929 | -36239.8929 | -36239.8929 | -36239.8929 | -36239.8929 | -28146.4354 | -18954.304 | -8500.8865 | 3379.9201 | 15472.0806 | 27804.2837 | 41829.0157 | 57782.2776 | 75933.0835 | 89094.7164 | 99772.406 | 113170.0301 | 128428.9586 | 145805.427 | 165599.3433 | 188147.3818 | 213836.0907 | 243100.3162 | 276444.4766 | 315014.0822
ENRON'S RETURNS ANALYSIS
Zero Residual Value
Equity Return | 2000-04-01: -37027.0478
Actual Cash Flow | 0 | 5970.9415 | 4071.0351 | 4014.8376 | 3996.7058 | 3651.5265 | 2126.4616 | 1565.6613 | 1257.8516 | 941.6447 | 581.6876 | 1714.3638 | 13167.0425 | 13132.6323 | 13107.0201 | 13070.9307 | 11618.9716 | 10166.1118 | 10132.1323 | 10097.1998 | 10061.287 | 2531.0012 | -1795.5707 | -570.5127 | -584.8757 | -603.5859 | -618.8434 | -635.8696 | -651.9246 | -672.8271 | -689.8838 | -132.6211
Total Cash Flow | -37027.0478 | 5970.9415 | 4071.0351 | 4014.8376 | 3996.7058 | 3651.5265 | 2126.4616 | 1565.6613 | 1257.8516 | 941.6447 | 581.6876 | 1714.3638 | 13167.0425 | 13132.6323 | 13107.0201 | 13070.9307 | 11618.9716 | 10166.1118 | 10132.1323 | 10097.1998 | 10061.287 | 2531.0012 | -1795.5707 | -570.5127 | -584.8757 | -603.5859 | -618.8434 | -635.8696 | -651.9246 | -672.8271 | -689.8838 | -132.6211
| IRR | 11.33%
With 5x EBITDA Exit Multiple
Equity Return | 2000-04-01: -37027.0478
Actual Cash Flow | 0 | 5970.9415 | 4071.0351 | 4014.8376 | 3996.7058 | 3651.5265 | 2126.4616 | 1565.6613 | 1257.8516 | 941.6447 | 581.6876 | 1714.3638 | 13167.0425 | 13132.6323 | 13107.0201 | 13070.9307 | 11618.9716 | 10166.1118 | 10132.1323 | 10097.1998 | 10061.287 | 2531.0012 | -1795.5707 | -570.5127 | -584.8757 | -603.5859 | -618.8434 | -635.8696 | -651.9246 | -672.8271 | -689.8838 | -132.6211
Residual Value | 0 | 0 | 0 | 0 | 0 | 0 | 0 | 0 | 0 | 0 | 0 | 0 | 0 | 0 | 0 | 0 | 0 | 0 | 0 | 0 | 0 | 20880.1451 | 0 | 0 | 0 | 0 | 0 | 0 | 0 | 0 | 0 | -14621.6558
Total Cash Flow | -37027.0478 | 5970.9415 | 4071.0351 | 4014.8376 | 3996.7058 | 3651.5265 | 2126.4616 | 1565.6613 | 1257.8516 | 941.6447 | 581.6876 | 1714.3638 | 13167.0425 | 13132.6323 | 13107.0201 | 13070.9307 | 11618.9716 | 10166.1118 | 10132.1323 | 10097.1998 | 10061.287 | 23411.1463 | -1795.5707 | -570.5127 | -584.8757 | -603.5859 | -618.8434 | -635.8696 | -651.9246 | -672.8271 | -689.8838 | -14754.277
| IRR | 11.88%
With 20% Initial Project Cost
Equity Return | 2000-04-01: -37027.0478
Actual Cash Flow | 0 | 5970.9415 | 4071.0351 | 4014.8376 | 3996.7058 | 3651.5265 | 2126.4616 | 1565.6613 | 1257.8516 | 941.6447 | 581.6876 | 1714.3638 | 13167.0425 | 13132.6323 | 13107.0201 | 13070.9307 | 11618.9716 | 10166.1118 | 10132.1323 | 10097.1998 | 10061.287 | 2531.0012 | -1795.5707 | -570.5127 | -584.8757 | -603.5859 | -618.8434 | -635.8696 | -651.9246 | -672.8271 | -689.8838 | -132.6211
Residual Value | 0 | 0 | 0 | 0 | 0 | 0 | 0 | 0 | 0 | 0 | 0 | 0 | 0 | 0 | 0 | 0 | 0 | 0 | 0 | 0 | 0 | 25655.4888 | 0 | 0 | 0 | 0 | 0 | 0 | 0 | 0 | 0 | 25655.4888
Total Cash Flow | -37027.0478 | 5970.9415 | 4071.0351 | 4014.8376 | 3996.7058 | 3651.5265 | 2126.4616 | 1565.6613 | 1257.8516 | 941.6447 | 581.6876 | 1714.3638 | 13167.0425 | 13132.6323 | 13107.0201 | 13070.9307 | 11618.9716 | 10166.1118 | 10132.1323 | 10097.1998 | 10061.287 | 28186.49 | -1795.5707 | -570.5127 | -584.8757 | -603.5859 | -618.8434 | -635.8696 | -651.9246 | -672.8271 | -689.8838 | 25522.8676
| IRR | 12%
With $200/kW
Equity Return | 2000-04-01: -37027.0478
Actual Cash Flow | 0 | 5970.9415 | 4071.0351 | 4014.8376 | 3996.7058 | 3651.5265 | 2126.4616 | 1565.6613 | 1257.8516 | 941.6447 | 581.6876 | 1714.3638 | 13167.0425 | 13132.6323 | 13107.0201 | 13070.9307 | 11618.9716 | 10166.1118 | 10132.1323 | 10097.1998 | 10061.287 | 2531.0012 | -1795.5707 | -570.5127 | -584.8757 | -603.5859 | -618.8434 | -635.8696 | -651.9246 | -672.8271 | -689.8838 | -132.6211
Residual Value | 0 | 0 | 0 | 0 | 0 | 0 | 0 | 0 | 0 | 0 | 0 | 0 | 0 | 0 | 0 | 0 | 0 | 0 | 0 | 0 | 0 | 46000 | 0 | 0 | 0 | 0 | 0 | 0 | 0 | 0 | 0 | 46000
Total Cash Flow | -37027.0478 | 5970.9415 | 4071.0351 | 4014.8376 | 3996.7058 | 3651.5265 | 2126.4616 | 1565.6613 | 1257.8516 | 941.6447 | 581.6876 | 1714.3638 | 13167.0425 | 13132.6323 | 13107.0201 | 13070.9307 | 11618.9716 | 10166.1118 | 10132.1323 | 10097.1998 | 10061.287 | 48531.0012 | -1795.5707 | -570.5127 | -584.8757 | -603.5859 | -618.8434 | -635.8696 | -651.9246 | -672.8271 | -689.8838 | 45867.3789
| IRR | 12.47%

## Debt
PROJECT NAME: UAE-Lowell
DEBT ISSUANCE | (This page is set up to solve for Debt Principal given DSCR, by using the Goal Seek Button)
('000 $) | 2001 | 2002 | 2003 | 2004 | 2005 | 2006 | 2007 | 2008 | 2009 | 2010 | 2011 | 2012 | 2013 | 2014 | 2015 | 2016 | 2017 | 2018 | 2019 | 2020 | 2021 | 2022 | 2023 | 2024 | 2025 | 2026 | 2027 | 2028 | 2029 | 2030 | 2031
| 2001-12-31 | 2002-12-31 | 2003-12-31 | 2004-12-31 | 2005-12-31 | 2006-12-31 | 2007-12-31 | 2008-12-31 | 2009-12-31 | 2010-12-31 | 2011-12-31 | 2012-12-31 | 2013-12-31 | 2014-12-31 | 2015-12-31 | 2016-12-31 | 2017-12-31 | 2018-12-31 | 2019-12-31 | 2020-12-31 | 2021-12-31 | 2022-12-31 | 2023-12-31 | 2024-12-31 | 2025-12-31 | 2026-12-31 | 2027-12-31 | 2028-12-31 | 2029-12-31 | 2030-12-31 | 2031-12-31
EBITDA by Debt Fiscal Year | 7232.7666 | 17413.0998 | 17437.8088 | 17411.6881 | 17348.9729 | 17320.7097 | 17279.4834 | 17248.8426 | 17181.8168 | 17148.7792 | 17102.7572 | 17067.0596 | 16995.2101 | 16956.8304 | 16905.4421 | 16864.0859 | 16786.8376 | 16742.4795 | 16685.0852 | 16637.3958 | 7265.0063 | -725.9753 | -2402.4758 | -2470.0891 | -2534.4788 | -2605.8544 | -2677.4997 | -2753.0504 | -2825.0178 | -2904.7815 | -3734.0376 |  | 1
DSCR | 1.3 | 1.3 | 1.3 | 1.3 | 1.3 | 1.3 | 1.3 | 1.3 | 1.3 | 1.3 | 1.3 | 1.3 | 1.3 | 1.3 | 1.3 | 1.3 | 1.3 | 1.3 | 1.3 | 1.3 | 1.3 | 1.3 | 1.3 | 1.3 | 1.3 | 1.3 | 1.3 | 1.3 | 1.3 | 1.3 | 1.3 |  | 6
Target DS | 5563.6666 | 13394.6922 | 13413.6991 | 13393.6062 | 13345.3638 | 13323.6229 | 13291.9103 | 13268.3405 | 13216.7822 | 13191.3686 | 13155.9671 | 13128.5074 | 13073.2386 | 13043.7157 | 13004.1862 | 12972.3738 | 12912.952 | 12878.8304 | 12834.6809 | 12797.9968 | 5588.4664 | -558.4426 | -1848.0583 | -1900.0685 | -1949.5991 | -2004.5034 | -2059.6151 | -2117.731 | -2173.0906 | -2234.4473 | -2872.3366
Debt Principal | 2001-12-31: 91250.396
Ending Balance at Maturity | 2001-12-31: 0
| 2001-04-01 | 2002-04-01 | 2003-04-01 | 2004-04-01 | 2005-04-01 | 2006-04-01 | 2007-04-01 | 2008-04-01 | 2009-04-01 | 2010-04-01 | 2011-04-01 | 2012-04-01 | 2013-04-01 | 2014-04-01 | 2015-04-01 | 2016-04-01 | 2017-04-01 | 2018-04-01 | 2019-04-01 | 2020-04-01 | 2021-04-01 | 2022-04-01 | 2023-04-01 | 2024-04-01 | 2025-04-01 | 2026-04-01 | 2027-04-01 | 2028-04-01 | 2029-04-01 | 2030-04-01 | 2031-04-01 | 2031-05-01
Beginning Balance |  | 88840.2082 | 82647.6744 | 75915.622 | 68642.429 | 60796.8447 | 52316.8578 | 43155.2113 | 33249.4727 | 22557.0589 | 10992.2122 | 0 | 0 | 0 | 0 | 0 | 0 | 0 | 0 | 0 | 0 | 0 | 569.992 | 2504.2652 | 4654.5322 | 7036.0983 | 9674.5082 | 12591.3279 | 15813.6834 | 19362.328 | 23273.3251
Addition |  | 0 | 0 | 0 | 0 | 0 | 0 | 0 | 0 | 0 | 0 | 0 | 0 | 0 | 0 | 0 | 0 | 0 | 0 | 0 | 0 | 0 | 0 | 0 | 0 | 0 | 0 | 0 | 0 | 0 | 0
Principal Payment |  | 3043.9784 | 3306.9733 | 3561.0174 | 3852.7968 | 4160.8125 | 4493.7973 | 4851.5925 | 5242.4765 | 5667.7549 | 6125.7971 | 0 | 0 | 0 | 0 | 0 | 0 | 0 | 0 | 0 | 0 | -279.2213 | -947.4769 | -1053.4759 | -1166.0114 | -1291.6956 | -1427.7877 | -1578.9654 | -1736.1839 | -1913.7315 | -2393.5627
Interest Payment |  | 1827.3092 | 1699.9381 | 1574.3158 | 1411.8713 | 1250.4995 | 1076.0789 | 894.94 | 683.8916 | 463.9647 | 226.0932 | 0 | 0 | 0 | 0 | 0 | 0 | 0 | 0 | 0 | 0 | 0 | 11.7239 | 51.9327 | 95.7367 | 144.7219 | 198.9901 | 261.1152 | 325.2636 | 398.2539 | 478.6972
Ending Balance |  | 85796.2298 | 79340.7011 | 72354.6046 | 64789.6322 | 56636.0323 | 47823.0605 | 38303.6187 | 28006.9962 | 16889.304 | 4866.4151 | 0 | 0 | 0 | 0 | 0 | 0 | 0 | 0 | 0 | 0 | 279.2213 | 1517.4689 | 3557.7411 | 5820.5436 | 8327.7939 | 11102.2959 | 14170.2933 | 17549.8673 | 21276.0595 | 25666.8878
Pro-rata EBITDA |  | 8656.3105 | 8699.6658 | 8716.5321 | 8649.6924 | 8641.6756 | 8621.2595 | 8635.6069 | 8566.97 | 8556.5327 | 8533.7421 | 8545.2722 | 8474.6233 | 8461.478 | 8436.0303 | 8444.4086 | 8371.5068 | 8355.3312 | 8326.9097 | 8331.7614 | 5171.2712 | 454.256 | -1189.8772 | -1227.617 | -1254.3888 | -1290.5874 | -1326.0648 | -1368.2225 | -1398.1604 | -1438.61 | -2989.0067
DSCR |  | 1.2925 | 1.2971 | 1.3016 | 1.2963 | 1.2972 | 1.2972 | 1.3017 | 1.2964 | 1.2973 | 1.2973 | [10 empty] | -1.6269 | 1.2877 | 1.2922 | 1.2868 | 1.2877 | 1.2877 | 1.2922 | 1.2868 | 1.2877 | 2.0812
(Debt Anniversary) | 2001-10-01 | 2002-10-01 | 2003-10-01 | 2004-10-01 | 2005-10-01 | 2006-10-01 | 2007-10-01 | 2008-10-01 | 2009-10-01 | 2010-10-01 | 2011-10-01 | 2012-10-01 | 2013-10-01 | 2014-10-01 | 2015-10-01 | 2016-10-01 | 2017-10-01 | 2018-10-01 | 2019-10-01 | 2020-10-01 | 2021-10-01 | 2022-10-01 | 2023-10-01 | 2024-10-01 | 2025-10-01 | 2026-10-01 | 2027-10-01 | 2028-10-01 | 2029-10-01 | 2030-10-01 | 2031-05-01
Beginning Balance | 91250.396 | 85796.2298 | 79340.7011 | 72354.6046 | 64789.6322 | 56636.0323 | 47823.0605 | 38303.6187 | 28006.9962 | 16889.304 | 4866.4151 | 0 | 0 | 0 | 0 | 0 | 0 | 0 | 0 | 0 | 0 | 279.2213 | 1517.4689 | 3557.7411 | 5820.5436 | 8327.7939 | 11102.2959 | 14170.2933 | 17549.8673 | 21276.0595 | 25666.8878
Addition | 0 | 0 | 0 | 0 | 0 | 0 | 0 | 0 | 0 | 0 | 0 | 0 | 0 | 0 | 0 | 0 | 0 | 0 | 0 | 0 | 0 | 0 | 0 | 0 | 0 | 0 | 0 | 0 | 0 | 0 | 0
Principal Payment | 2410.1878 | 3148.5555 | 3425.0791 | 3712.1757 | 3992.7874 | 4319.1745 | 4667.8492 | 5054.146 | 5449.9373 | 5897.0918 | 4866.4151 | 0 | 0 | 0 | 0 | 0 | 0 | 0 | 0 | 0 | 0 | -290.7707 | -986.7962 | -1096.7911 | -1215.5548 | -1346.7143 | -1489.032 | -1643.3901 | -1812.4607 | -1997.2656 | -1610.2109
Interest Payment | 3153.4788 | 3548.7906 | 3281.7705 | 2984.6274 | 2679.8944 | 2342.637 | 1978.1059 | 1580.0243 | 1158.4538 | 698.5925 | 201.2896 | 0 | 0 | 0 | 0 | 0 | 0 | 0 | 0 | 0 | 0 | 11.5494 | 62.7671 | 146.7568 | 240.7552 | 344.4627 | 459.2244 | 584.5246 | 725.9154 | 880.0419 | 174.0426
Ending Balance | 88840.2082 | 82647.6744 | 75915.622 | 68642.429 | 60796.8447 | 52316.8578 | 43155.2113 | 33249.4727 | 22557.0589 | 10992.2122 | 0 | 0 | 0 | 0 | 0 | 0 | 0 | 0 | 0 | 0 | 0 | 569.992 | 2504.2652 | 4654.5322 | 7036.0983 | 9674.5082 | 12591.3279 | 15813.6834 | 19362.328 | 23273.3251 | 27277.0987
Pro-rata EBITDA | 7232.7666 | 8756.7893 | 8738.143 | 8695.156 | 8699.2804 | 8679.0342 | 8658.2239 | 8613.2357 | 8614.8468 | 8592.2465 | 8569.0151 | 8521.7874 | 8520.5869 | 8495.3524 | 8469.4118 | 8419.6773 | 8415.3308 | 8387.1484 | 8358.1755 | 8305.6344 | 2093.7351 | -1180.2313 | -1212.5986 | -1242.4721 | -1280.09 | -1315.267 | -1351.4348 | -1384.8278 | -1426.8574 | -1466.1715 | -745.0308
DSCR | 1.3 | 1.3075 | 1.3029 | 1.2984 | 1.3037 | 1.3028 | 1.3028 | 1.2983 | 1.3036 | 1.3027 | [11 empty] | 4.2269 | 1.3123 | 1.3078 | 1.3132 | 1.3123 | 1.3123 | 1.3078 | 1.3132 | 1.3123 | 0.51876
| 2001-12-31 | 2002-12-31 | 2003-12-31 | 2004-12-31 | 2005-12-31 | 2006-12-31 | 2007-12-31 | 2008-12-31 | 2009-12-31 | 2010-12-31 | 2011-12-31 | 2012-12-31 | 2013-12-31 | 2014-12-31 | 2015-12-31 | 2016-12-31 | 2017-12-31 | 2018-12-31 | 2019-12-31 | 2020-12-31 | 2021-12-31 | 2022-12-31 | 2023-12-31 | 2024-12-31 | 2025-12-31 | 2026-12-31 | 2027-12-31 | 2028-12-31 | 2029-12-31 | 2030-12-31 | 2031-12-31
Beginning Balance | 88840.2082 | 82647.6744 | 75915.622 | 68642.429 | 60796.8447 | 52316.8578 | 43155.2113 | 33249.4727 | 22557.0589 | 10992.2122 | 0 | 0 | 0 | 0 | 0 | 0 | 0 | 0 | 0 | 0 | 0 | 569.992 | 2504.2652 | 4654.5322 | 7036.0983 | 9674.5082 | 12591.3279 | 15813.6834 | 19362.328 | 23273.3251 | 27277.0987
Addition | 0 | 0 | 0 | 0 | 0 | 0 | 0 | 0 | 0 | 0 | 0 | 0 | 0 | 0 | 0 | 0 | 0 | 0 | 0 | 0 | 0 | 0 | 0 | 0 | 0 | 0 | 0 | 0 | 0 | 0 | 0
Interest Payment | 1826.0585 | 1699.9381 | 1561.47 | 1408.0138 | 1250.4995 | 1076.0789 | 887.6377 | 682.023 | 463.9647 | 226.0932 | 0 | 0 | 0 | 0 | 0 | 0 | 0 | 0 | 0 | 0 | 0 | 11.7239 | 51.509 | 95.4751 | 144.7219 | 198.9901 | 258.9846 | 324.3749 | 398.2539 | 478.6972 | 1504.3507
Ending Balance | 88840.2082 | 82647.6744 | 75915.622 | 68642.429 | 60796.8447 | 52316.8578 | 43155.2113 | 33249.4727 | 22557.0589 | 10992.2122 | 0 | 0 | 0 | 0 | 0 | 0 | 0 | 0 | 0 | 0 | 0 | 569.992 | 2504.2652 | 4654.5322 | 7036.0983 | 9674.5082 | 12591.3279 | 15813.6834 | 19362.328 | 23273.3251 | 27277.0987
Debt Service
Principal Payments | 2410.1878 | 6192.5338 | 6732.0524 | 7273.1931 | 7845.5842 | 8479.9869 | 9161.6465 | 9905.7385 | 10692.4139 | 11564.8467 | 10992.2122 | 0 | 0 | 0 | 0 | 0 | 0 | 0 | 0 | 0 | 0 | -569.992 | -1934.2732 | -2150.267 | -2381.5662 | -2638.4099 | -2916.8197 | -3222.3555 | -3548.6446 | -3910.9971 | -4003.7736
Interest Expense | 3153.4788 | 7202.1583 | 6681.6468 | 6120.4132 | 5499.7795 | 4843.6359 | 4130.2638 | 3362.602 | 2524.3683 | 1626.5219 | 653.4761 | 0 | 0 | 0 | 0 | 0 | 0 | 0 | 0 | 0 | 0 | 11.5494 | 86.2148 | 250.1985 | 431.9671 | 633.9065 | 857.2045 | 1104.6245 | 1375.554 | 1676.5498 | 1131.4371
Net Debt Service | 5563.6666 | 13394.6922 | 13413.6991 | 13393.6062 | 13345.3638 | 13323.6229 | 13291.9103 | 13268.3405 | 13216.7822 | 13191.3686 | 11645.6882 | 0 | 0 | 0 | 0 | 0 | 0 | 0 | 0 | 0 | 0 | -558.4426 | -1848.0583 | -1900.0685 | -1949.5991 | -2004.5034 | -2059.6151 | -2117.731 | -2173.0906 | -2234.4473 | -2872.3366
ACTUAL DSCR | 1.3 | 1.3 | 1.3 | 1.3 | 1.3 | 1.3 | 1.3 | 1.3 | 1.3 | 1.3 | 1.4686 | [10 empty] | 1.3 | 1.3 | 1.3 | 1.3 | 1.3 | 1.3 | 1.3 | 1.3 | 1.3 | 1.3
Accrued Debt Service
Principal Payments | 2410.1878 | 6192.5338 | 6732.0524 | 7273.1931 | 7845.5842 | 8479.9869 | 9161.6465 | 9905.7385 | 10692.4139 | 11564.8467 | 10992.2122 | 0 | 0 | 0 | 0 | 0 | 0 | 0 | 0 | 0 | 0 | -569.992 | -1934.2732 | -2150.267 | -2381.5662 | -2638.4099 | -2916.8197 | -3222.3555 | -3548.6446 | -3910.9971 | -4003.7736
Interest Expense | 4979.5373 | 7076.038 | 6543.1786 | 5966.957 | 5342.2653 | 4669.2154 | 3941.8225 | 3156.9873 | 2306.31 | 1388.6505 | 427.3828 | 0 | 0 | 0 | 0 | 0 | 0 | 0 | 0 | 0 | 0 | 23.2733 | 125.9999 | 294.1647 | 481.2139 | 688.1747 | 917.1991 | 1170.0148 | 1449.433 | 1756.9931 | 2157.0905
Net Debt Service | 7389.7251 | 13268.5718 | 13275.2309 | 13240.15 | 13187.8495 | 13149.2023 | 13103.469 | 13062.7258 | 12998.7239 | 12953.4972 | 11419.595 | 0 | 0 | 0 | 0 | 0 | 0 | 0 | 0 | 0 | 0 | -546.7187 | -1808.2732 | -1856.1024 | -1900.3523 | -1950.2352 | -1999.6205 | -2052.3407 | -2099.2116 | -2154.004 | -1846.6831
Debt Summary
| Treasury (%) |  |  | 6.5%
| Spread (%) |  |  | 1.75%
| All In Coupon Rate (%) |  |  | 8.25%
| Term (years) |  |  | 20
| Average Life (years) |  |  | -1.8152
| Total amount ($ '000) |  |  | 91250.396
| DSCR |  | Average | 1.308
|  |  | Minimum | 1.3
Time Factor | 0 | 0.99932 | 1.9986 | 3.0007 | 4 | 4.9993 | 5.9986 | 7.0007 | 8 | 8.9993 | 9.9986 | 11.0007 | 12 | 12.9993 | 13.9986 | 15.0007 | 16 | 16.9993 | 17.9986 | 19.0007 | 20 | 20.9993 | 21.9986 | 23.0007 | 24 | 24.9993 | 25.9986 | 27.0007 | 28 | 28.9993 | 29.5797
| 0.49829 | 1.4976 | 2.4997 | 3.499 | 4.4983 | 5.4976 | 6.4997 | 7.499 | 8.4983 | 9.4976 | 10.4997 | 11.499 | 12.4983 | 13.4976 | 14.4997 | 15.499 | 16.4983 | 17.4976 | 18.4997 | 19.499 | 20.4983 | 21.4976 | 22.4997 | 23.499 | 24.4983 | 25.4976 | 26.4997 | 27.499 | 28.4983 | 29.4976 | 29.5797
Average Life | 2001-12-31: -1.8152
Goal Seek Debt

## Depreciation
PROJECT NAME: UAE-Lowell
DEPRECIATION SCHEDULE
|  |  | 0.66667 | 1.6667 | 2.6667 | 3.6667 | 4.6667 | 5.6667 | 6.6667 | 7.6667 | 8.6667 | 9.6667 | 10.6667 | 11.6667 | 12.6667 | 13.6667 | 14.6667 | 15.6667 | 16.6667 | 17.6667 | 18.6667 | 19.6667 | 20.6667 | 21.6667 | 22.6667 | 23.6667 | 24.6667 | 25.6667 | 26.6667 | 27.6667 | 28.6667 | 29.6667 | 30.6667
('000 $) |  |  | 2001 | 2002 | 2003 | 2004 | 2005 | 2006 | 2007 | 2008 | 2009 | 2010 | 2011 | 2012 | 2013 | 2014 | 2015 | 2016 | 2017 | 2018 | 2019 | 2020 | 2021 | 2022 | 2023 | 2024 | 2025 | 2026 | 2027 | 2028 | 2029 | 2030 | 2031
|  |  | 2001-12-31 | 2002-12-31 | 2003-12-31 | 2004-12-31 | 2005-12-31 | 2006-12-31 | 2007-12-31 | 2008-12-31 | 2009-12-31 | 2010-12-31 | 2011-12-31 | 2012-12-31 | 2013-12-31 | 2014-12-31 | 2015-12-31 | 2016-12-31 | 2017-12-31 | 2018-12-31 | 2019-12-31 | 2020-12-31 | 2021-12-31 | 2022-12-31 | 2023-12-31 | 2024-12-31 | 2025-12-31 | 2026-12-31 | 2027-12-31 | 2028-12-31 | 2029-12-31 | 2030-12-31 | 2031-12-31
US FEDERAL TAX DEPRECIATION & AMORTIZATION
Years
Plant & Equipment - MACRS | 15 |  | 5% | 9.5% | 8.55% | 7.7% | 6.93% | 6.23% | 5.9% | 5.91% | 5.9% | 5.91% | 5.9% | 5.91% | 5.9% | 5.91% | 5.9% | 2.95% | 0% | 0% | 0% | 0% | 0% | 0% | 0% | 0% | 0% | 0% | 0% | 0% | 0% | 0% | 0%
Start-Up Costs - SL | 5 |  | 13.33% | 20% | 20% | 20% | 20% | 6.667% | 0% | 0% | 0% | 0% | 0% | 0% | 0% | 0% | 0% | 0% | 0% | 0% | 0% | 0% | 0% | 0% | 0% | 0% | 0% | 0% | 0% | 0% | 0% | 0% | 0%
Transaction Costs - SL | 20 |  | 3.333% | 5% | 5% | 5% | 5% | 5% | 5% | 5% | 5% | 5% | 5% | 5% | 5% | 5% | 5% | 5% | 5% | 5% | 5% | 5% | 1.667% | 0% | 0% | 0% | 0% | 0% | 0% | 0% | 0% | 0% | 0%
Plant & Equipment - MACRS | 121691.6438 |  | 6084.5822 | 11560.7062 | 10404.6355 | 9370.2566 | 8433.2309 | 7581.3894 | 7179.807 | 7191.9761 | 7179.807 | 7191.9761 | 7179.807 | 7191.9761 | 7179.807 | 7191.9761 | 7179.807 | 3589.9035 | 0 | 0 | 0 | 0 | 0 | 0 | 0 | 0 | 0 | 0 | 0 | 0 | 0 | 0 | 0
Start-Up Costs - SL | 4585.8 |  | 611.44 | 917.16 | 917.16 | 917.16 | 917.16 | 305.72 | 0 | 0 | 0 | 0 | 0 | 0 | 0 | 0 | 0 | 0 | 0 | 0 | 0 | 0 | 0 | 0 | 0 | 0 | 0 | 0 | 0 | 0 | 0 | 0 | 0
Transaction Costs - SL | 1000 |  | 33.3333 | 50 | 50 | 50 | 50 | 50 | 50 | 50 | 50 | 50 | 50 | 50 | 50 | 50 | 50 | 50 | 50 | 50 | 50 | 50 | 16.6667 | 0 | 0 | 0 | 0 | 0 | 0 | 0 | 0 | 0 | 0
Total Beginning Book Value | 127277.4438 |  | 6729.3555 | 12527.8662 | 11371.7955 | 10337.4166 | 9400.3909 | 7937.1094 | 7229.807 | 7241.9761 | 7229.807 | 7241.9761 | 7229.807 | 7241.9761 | 7229.807 | 7241.9761 | 7229.807 | 3639.9035 | 50 | 50 | 50 | 50 | 16.6667 | 0 | 0 | 0 | 0 | 0 | 0 | 0 | 0 | 0 | 0
Ending Value of Assets | 127277.4438 |  | 120548.0883 | 108020.2221 | 96648.4266 | 86311.01 | 76910.6191 | 68973.5097 | 61743.7027 | 54501.7265 | 47271.9196 | 40029.9434 | 32800.1364 | 25558.1603 | 18328.3533 | 11086.3771 | 3856.5702 | 216.6667 | 166.6667 | 116.6667 | 66.6667 | 16.6667 | 3.9364e-12 | 3.9364e-12 | 3.9364e-12 | 3.9364e-12 | 3.9364e-12 | 3.9364e-12 | 3.9364e-12 | 3.9364e-12 | 3.9364e-12 | 3.9364e-12 | 3.9364e-12
STATE TAX DEPRECIATION & AMORTIZATION
Years
Plant & Equipment - MACRS | 15 |  | 5% | 9.5% | 8.55% | 7.7% | 6.93% | 6.23% | 5.9% | 5.91% | 5.9% | 5.91% | 5.9% | 5.91% | 5.9% | 5.91% | 5.9% | 2.95% | 0% | 0% | 0% | 0% | 0% | 0% | 0% | 0% | 0% | 0% | 0% | 0% | 0% | 0% | 0%
Start-Up Costs - SL | 5 |  | 13.33% | 20% | 20% | 20% | 20% | 6.667% | 0% | 0% | 0% | 0% | 0% | 0% | 0% | 0% | 0% | 0% | 0% | 0% | 0% | 0% | 0% | 0% | 0% | 0% | 0% | 0% | 0% | 0% | 0% | 0% | 0%
Transaction Costs - SL | 20 |  | 3.333% | 5% | 5% | 5% | 5% | 5% | 5% | 5% | 5% | 5% | 5% | 5% | 5% | 5% | 5% | 5% | 5% | 5% | 5% | 5% | 1.667% | 0% | 0% | 0% | 0% | 0% | 0% | 0% | 0% | 0% | 0%
Plant & Equipment - MACRS | 121691.6438 |  | 6084.5822 | 11560.7062 | 10404.6355 | 9370.2566 | 8433.2309 | 7581.3894 | 7179.807 | 7191.9761 | 7179.807 | 7191.9761 | 7179.807 | 7191.9761 | 7179.807 | 7191.9761 | 7179.807 | 3589.9035 | 0 | 0 | 0 | 0 | 0 | 0 | 0 | 0 | 0 | 0 | 0 | 0 | 0 | 0 | 0
Start-Up Costs - SL | 4585.8 |  | 611.44 | 917.16 | 917.16 | 917.16 | 917.16 | 305.72 | 0 | 0 | 0 | 0 | 0 | 0 | 0 | 0 | 0 | 0 | 0 | 0 | 0 | 0 | 0 | 0 | 0 | 0 | 0 | 0 | 0 | 0 | 0 | 0 | 0
Transaction Costs - SL | 1000 |  | 33.3333 | 50 | 50 | 50 | 50 | 50 | 50 | 50 | 50 | 50 | 50 | 50 | 50 | 50 | 50 | 50 | 50 | 50 | 50 | 50 | 16.6667 | 0 | 0 | 0 | 0 | 0 | 0 | 0 | 0 | 0 | 0
Total Beginning Book Value | 127277.4438 |  | 6729.3555 | 12527.8662 | 11371.7955 | 10337.4166 | 9400.3909 | 7937.1094 | 7229.807 | 7241.9761 | 7229.807 | 7241.9761 | 7229.807 | 7241.9761 | 7229.807 | 7241.9761 | 7229.807 | 3639.9035 | 50 | 50 | 50 | 50 | 16.6667 | 0 | 0 | 0 | 0 | 0 | 0 | 0 | 0 | 0 | 0
Ending Value of Assets | 127277.4438 |  | 120548.0883 | 108020.2221 | 96648.4266 | 86311.01 | 76910.6191 | 68973.5097 | 61743.7027 | 54501.7265 | 47271.9196 | 40029.9434 | 32800.1364 | 25558.1603 | 18328.3533 | 11086.3771 | 3856.5702 | 216.6667 | 166.6667 | 116.6667 | 66.6667 | 16.6667 | 3.9364e-12 | 3.9364e-12 | 3.9364e-12 | 3.9364e-12 | 3.9364e-12 | 3.9364e-12 | 3.9364e-12 | 3.9364e-12 | 3.9364e-12 | 3.9364e-12 | 3.9364e-12
BOOK DEPRECIATION & AMORTIZATION
| Years | Residual
Plant & Equipment - SL | 30 | 10% | 2% | 3% | 3% | 3% | 3% | 3% | 3% | 3% | 3% | 3% | 3% | 3% | 3% | 3% | 3% | 3% | 3% | 3% | 3% | 3% | 3% | 3% | 3% | 3% | 3% | 3% | 3% | 3% | 3% | 3% | 1%
Start-Up Costs - SL | 5 |  | 13.33% | 20% | 20% | 20% | 20% | 6.667% | 0% | 0% | 0% | 0% | 0% | 0% | 0% | 0% | 0% | 0% | 0% | 0% | 0% | 0% | 0% | 0% | 0% | 0% | 0% | 0% | 0% | 0% | 0% | 0% | 0%
Transaction Costs - SL | 20 |  | 3.333% | 5% | 5% | 5% | 5% | 5% | 5% | 5% | 5% | 5% | 5% | 5% | 5% | 5% | 5% | 5% | 5% | 5% | 5% | 5% | 1.667% | 0% | 0% | 0% | 0% | 0% | 0% | 0% | 0% | 0% | 0%
Plant & Equipment - MACRS | 121691.6438 |  | 2433.8329 | 3650.7493 | 3650.7493 | 3650.7493 | 3650.7493 | 3650.7493 | 3650.7493 | 3650.7493 | 3650.7493 | 3650.7493 | 3650.7493 | 3650.7493 | 3650.7493 | 3650.7493 | 3650.7493 | 3650.7493 | 3650.7493 | 3650.7493 | 3650.7493 | 3650.7493 | 3650.7493 | 3650.7493 | 3650.7493 | 3650.7493 | 3650.7493 | 3650.7493 | 3650.7493 | 3650.7493 | 3650.7493 | 3650.7493 | 1216.9164
Start-Up Costs - SL | 4585.8 |  | 611.44 | 917.16 | 917.16 | 917.16 | 917.16 | 305.72 | 0 | 0 | 0 | 0 | 0 | 0 | 0 | 0 | 0 | 0 | 0 | 0 | 0 | 0 | 0 | 0 | 0 | 0 | 0 | 0 | 0 | 0 | 0 | 0 | 0
Transaction Costs - SL | 1000 |  | 33.3333 | 50 | 50 | 50 | 50 | 50 | 50 | 50 | 50 | 50 | 50 | 50 | 50 | 50 | 50 | 50 | 50 | 50 | 50 | 50 | 16.6667 | 0 | 0 | 0 | 0 | 0 | 0 | 0 | 0 | 0 | 0
Total Beginning Book Value | 127277.4438 |  | 3078.6062 | 4617.9093 | 4617.9093 | 4617.9093 | 4617.9093 | 4006.4693 | 3700.7493 | 3700.7493 | 3700.7493 | 3700.7493 | 3700.7493 | 3700.7493 | 3700.7493 | 3700.7493 | 3700.7493 | 3700.7493 | 3700.7493 | 3700.7493 | 3700.7493 | 3700.7493 | 3667.416 | 3650.7493 | 3650.7493 | 3650.7493 | 3650.7493 | 3650.7493 | 3650.7493 | 3650.7493 | 3650.7493 | 3650.7493 | 1216.9164
Ending Book Value of Assets | 127277.4438 |  | 124198.8376 | 119580.9283 | 114963.019 | 110345.1097 | 105727.2003 | 101720.731 | 98019.9817 | 94319.2324 | 90618.4831 | 86917.7338 | 83216.9845 | 79516.2351 | 75815.4858 | 72114.7365 | 68413.9872 | 64713.2379 | 61012.4886 | 57311.7393 | 53610.9899 | 49910.2406 | 46242.8246 | 42592.0753 | 38941.326 | 35290.5767 | 31639.8274 | 27989.0781 | 24338.3288 | 20687.5794 | 17036.8301 | 13386.0808 | 12169.1644

## Taxes
PROJECT NAME: UAE-Lowell
TAXES
| 0.66667 | 1.6667 | 2.6667 | 3.6667 | 4.6667 | 5.6667 | 6.6667 | 7.6667 | 8.6667 | 9.6667 | 10.6667 | 11.6667 | 12.6667 | 13.6667 | 14.6667 | 15.6667 | 16.6667 | 17.6667 | 18.6667 | 19.6667 | 20.6667 | 21.6667 | 22.6667 | 23.6667 | 24.6667 | 25.6667 | 26.6667 | 27.6667 | 28.6667 | 29.6667 | 30.6667
('000 $) | 2001 | 2002 | 2003 | 2004 | 2005 | 2006 | 2007 | 2008 | 2009 | 2010 | 2011 | 2012 | 2013 | 2014 | 2015 | 2016 | 2017 | 2018 | 2019 | 2020 | 2021 | 2022 | 2023 | 2024 | 2025 | 2026 | 2027 | 2028 | 2029 | 2030 | 2031
| 2001-12-31 | 2002-12-31 | 2003-12-31 | 2004-12-31 | 2005-12-31 | 2006-12-31 | 2007-12-31 | 2008-12-31 | 2009-12-31 | 2010-12-31 | 2011-12-31 | 2012-12-31 | 2013-12-31 | 2014-12-31 | 2015-12-31 | 2016-12-31 | 2017-12-31 | 2018-12-31 | 2019-12-31 | 2020-12-31 | 2021-12-31 | 2022-12-31 | 2023-12-31 | 2024-12-31 | 2025-12-31 | 2026-12-31 | 2027-12-31 | 2028-12-31 | 2029-12-31 | 2030-12-31 | 2031-12-31
STATE TAXES
Adjusted Pretax Book Income | 3476.4647 | 5771.7799 | 6267.4488 | 6805.4457 | 7390.8493 | 8634.9572 | 9626.5633 | 10368.7348 | 11175.5586 | 12048.141 | 12963.0729 | 13342.8255 | 13293.8638 | 13243.5328 | 13191.7934 | 13138.6052 | 13083.9269 | 13027.716 | 12969.9286 | 12910.5195 | 508.613 | -6028.0359 | -6195.3203 | -6429.8582 | -6685.1482 | -6962.2707 | -7263.4332 | -7590.4197 | -7946.1 | -8332.0736 | -6378.9647
Plus Book Depreciation & Amortization | 3078.6062 | 4617.9093 | 4617.9093 | 4617.9093 | 4617.9093 | 4006.4693 | 3700.7493 | 3700.7493 | 3700.7493 | 3700.7493 | 3700.7493 | 3700.7493 | 3700.7493 | 3700.7493 | 3700.7493 | 3700.7493 | 3700.7493 | 3700.7493 | 3700.7493 | 3700.7493 | 3667.416 | 3650.7493 | 3650.7493 | 3650.7493 | 3650.7493 | 3650.7493 | 3650.7493 | 3650.7493 | 3650.7493 | 3650.7493 | 1216.9164
Less State Tax Depreciation | -6729.3555 | -12527.8662 | -11371.7955 | -10337.4166 | -9400.3909 | -7937.1094 | -7229.807 | -7241.9761 | -7229.807 | -7241.9761 | -7229.807 | -7241.9761 | -7229.807 | -7241.9761 | -7229.807 | -3639.9035 | -50 | -50 | -50 | -50 | -16.6667 | 0 | 0 | 0 | 0 | 0 | 0 | 0 | 0 | 0 | 0
State Taxable Income | -174.2846 | -2138.1769 | -486.4374 | 1085.9385 | 2608.3677 | 4704.3171 | 6097.5056 | 6827.508 | 7646.501 | 8506.9142 | 9434.0152 | 9801.5986 | 9764.8062 | 9702.306 | 9662.7357 | 13199.451 | 16734.6762 | 16678.4653 | 16620.6779 | 16561.2688 | 4159.3624 | -2377.2866 | -2544.5709 | -2779.1089 | -3034.3988 | -3311.5214 | -3612.6839 | -3939.6704 | -4295.3507 | -4681.3242 | -5162.0482
State Income Tax Rate | bar: 2001-12-31 to 2031-12-31
Current State Income Tax Expense (Benefit) | -12.1999 | -149.6724 | -34.0506 | 76.0157 | 182.5857 | 329.3022 | 426.8254 | 477.9256 | 535.2551 | 595.484 | 660.3811 | 686.1119 | 683.5364 | 679.1614 | 676.3915 | 923.9616 | 1171.4273 | 1167.4926 | 1163.4475 | 1159.2888 | 291.1554 | -166.4101 | -178.12 | -194.5376 | -212.4079 | -231.8065 | -252.8879 | -275.7769 | -300.6745 | -327.6927 | -361.3434
Beginning NOL's | 0 | 12.1999 | 161.8723 | 195.9229 | 119.9072 | 0 | 0 | 0 | 0 | 0 | 0 | 0 | 0 | 0 | 0 | 0 | 0 | 0 | 0 | 0 | 0 | 0 | 166.4101 | 344.53 | 539.0677 | 751.4756 | 983.2821 | 1236.1699 | 1511.9469 | 1812.6214 | 1973.9041
New NOL's | 12.1999 | 149.6724 | 34.0506 | 0 | 0 | 0 | 0 | 0 | 0 | 0 | 0 | 0 | 0 | 0 | 0 | 0 | 0 | 0 | 0 | 0 | 0 | 166.4101 | 178.12 | 194.5376 | 212.4079 | 231.8065 | 252.8879 | 275.7769 | 300.6745 | 327.6927 | 361.3434
Expired NOLs | 0 | 0 | 0 | 0 | 0 | 0 | 0 | 0 | 0 | 0 | 0 | 0 | 0 | 0 | 0 | 0 | 0 | 0 | 0 | 0 | 0 | 0 | 0 | 0 | 0 | 0 | 0 | 0 | 0 | -166.4101 | -11.7099
NOL Utilization (8 years) | 0 | 0 | 0 | -76.0157 | -119.9072 | 0 | 0 | 0 | 0 | 0 | 0 | 0 | 0 | 0 | 0 | 0 | 0 | 0 | 0 | 0 | 0 | 0 | 0 | 0 | 0 | 0 | 0 | 0 | 0 | 0 | 0
Ending NOL's | 12.1999 | 161.8723 | 195.9229 | 119.9072 | 0 | 0 | 0 | 0 | 0 | 0 | 0 | 0 | 0 | 0 | 0 | 0 | 0 | 0 | 0 | 0 | 0 | 166.4101 | 344.53 | 539.0677 | 751.4756 | 983.2821 | 1236.1699 | 1511.9469 | 1812.6214 | 1973.9041 | 2323.5375
TOTAL STATE TAXES UTILIZING NOLs | 0 | 0 | 0 | 0 | 62.6785 | 329.3022 | 426.8254 | 477.9256 | 535.2551 | 595.484 | 660.3811 | 686.1119 | 683.5364 | 679.1614 | 676.3915 | 923.9616 | 1171.4273 | 1167.4926 | 1163.4475 | 1159.2888 | 291.1554 | 0 | 0 | 0 | 0 | 0 | 0 | 0 | 0 | 0 | 0
FEDERAL TAXES
State Taxable Income | -174.2846 | -2138.1769 | -486.4374 | 1085.9385 | 2608.3677 | 4704.3171 | 6097.5056 | 6827.508 | 7646.501 | 8506.9142 | 9434.0152 | 9801.5986 | 9764.8062 | 9702.306 | 9662.7357 | 13199.451 | 16734.6762 | 16678.4653 | 16620.6779 | 16561.2688 | 4159.3624 | -2377.2866 | -2544.5709 | -2779.1089 | -3034.3988 | -3311.5214 | -3612.6839 | -3939.6704 | -4295.3507 | -4681.3242 | -5162.0482
Less: State Taxes | 0 | 0 | 0 | 0 | -62.6785 | -329.3022 | -426.8254 | -477.9256 | -535.2551 | -595.484 | -660.3811 | -686.1119 | -683.5364 | -679.1614 | -676.3915 | -923.9616 | -1171.4273 | -1167.4926 | -1163.4475 | -1159.2888 | -291.1554 | 0 | 0 | 0 | 0 | 0 | 0 | 0 | 0 | 0 | 0
Federal Taxable Income | -174.2846 | -2138.1769 | -486.4374 | 1085.9385 | 2545.6892 | 4375.0149 | 5670.6802 | 6349.5825 | 7111.2459 | 7911.4302 | 8773.6341 | 9115.4867 | 9081.2697 | 9023.1446 | 8986.3442 | 12275.4894 | 15563.2489 | 15510.9727 | 15457.2304 | 15401.98 | 3868.207 | -2377.2866 | -2544.5709 | -2779.1089 | -3034.3988 | -3311.5214 | -3612.6839 | -3939.6704 | -4295.3507 | -4681.3242 | -5162.0482
Federal Tax Rate | 35% | 35% | 35% | 35% | 35% | 35% | 35% | 35% | 35% | 35% | 35% | 35% | 35% | 35% | 35% | 35% | 35% | 35% | 35% | 35% | 35% | 35% | 35% | 35% | 35% | 35% | 35% | 35% | 35% | 35% | 35%
Federal Tax Expense/ (Benefit) | -60.9996 | -748.3619 | -170.2531 | 380.0785 | 890.9912 | 1531.2552 | 1984.7381 | 2222.3539 | 2488.9361 | 2769.0006 | 3070.7719 | 3190.4204 | 3178.4444 | 3158.1006 | 3145.2205 | 4296.4213 | 5447.1371 | 5428.8405 | 5410.0306 | 5390.693 | 1353.8724 | -832.0503 | -890.5998 | -972.6881 | -1062.0396 | -1159.0325 | -1264.4394 | -1378.8846 | -1503.3727 | -1638.4635 | -1806.7169
Beginning NOL's | 0 | 60.9996 | 809.3615 | 979.6146 | 599.5362 | 0 | 0 | 0 | 0 | 0 | 0 | 0 | 0 | 0 | 0 | 0 | 0 | 0 | 0 | 0 | 0 | 0 | 832.0503 | 1722.6501 | 2695.3383 | 3757.3779 | 4916.4103 | 6180.8497 | 7559.7343 | 9063.1071 | 10701.5706
New NOL's | 60.9996 | 748.3619 | 170.2531 | 0 | 0 | 0 | 0 | 0 | 0 | 0 | 0 | 0 | 0 | 0 | 0 | 0 | 0 | 0 | 0 | 0 | 0 | 832.0503 | 890.5998 | 972.6881 | 1062.0396 | 1159.0325 | 1264.4394 | 1378.8846 | 1503.3727 | 1638.4635 | 1806.7169
Expired NOLs | 0 | 0 | 0 | 0 | 0 | 0 | 0 | 0 | 0 | 0 | 0 | 0 | 0 | 0 | 0 | 0 | 0 | 0 | 0 | 0 | 0 | 0 | 0 | 0 | 0 | 0 | 0 | 0 | 0 | 0 | 0
NOL Utilization (15 years) | 0 | 0 | 0 | -380.0785 | -599.5362 | 0 | 0 | 0 | 0 | 0 | 0 | 0 | 0 | 0 | 0 | 0 | 0 | 0 | 0 | 0 | 0 | 0 | 0 | 0 | 0 | 0 | 0 | 0 | 0 | 0 | 0
Ending NOL's | 60.9996 | 809.3615 | 979.6146 | 599.5362 | 0 | 0 | 0 | 0 | 0 | 0 | 0 | 0 | 0 | 0 | 0 | 0 | 0 | 0 | 0 | 0 | 0 | 832.0503 | 1722.6501 | 2695.3383 | 3757.3779 | 4916.4103 | 6180.8497 | 7559.7343 | 9063.1071 | 10701.5706 | 12508.2874
TOTAL STATE TAXES UTILIZING NOLs | 0 | 0 | 0 | 0 | 291.455 | 1531.2552 | 1984.7381 | 2222.3539 | 2488.9361 | 2769.0006 | 3070.7719 | 3190.4204 | 3178.4444 | 3158.1006 | 3145.2205 | 4296.4213 | 5447.1371 | 5428.8405 | 5410.0306 | 5390.693 | 1353.8724 | 0 | 0 | 0 | 0 | 0 | 0 | 0 | 0 | 0 | 0

## IDC
PROJECT NAME: UAE-Lowell
IDC CALCULATIONS
Total Construction & Other Costs (000$): |  | 25570
No. of Construction Months: |  | 7
Interest During Construction: |  | 8.25% | 0.02292%
|  | Annual | Daily (360-Day)
|  |  | Turbine Cost | Construction &
IDC Calculations |  |  | including Carry | Other Cost | Principal | Balance | Interest | Cum. Interest
Month | Date | % Drawn | (000$) | (000$) | (000$) | (000$) | (000$) | (000$)
1 | 2000-04-01 | 17% | 71302.248 | 4346.9 | 75649.148 | 75649.148 | 0 | 0
2 | 2000-05-01 | 12% | 0 | 3068.4 | 3068.4 | 79237.6359 | 520.0879 | 520.0879
3 | 2000-06-01 | 12% | 0 | 3068.4 | 3068.4 | 82868.9533 | 562.9174 | 1083.0053
4 | 2000-07-01 | 14% | 0 | 3579.8 | 3579.8 | 87018.4774 | 569.7241 | 1652.7293
5 | 2000-08-01 | 13% | 0 | 3324.1 | 3324.1 | 90960.7711 | 618.1938 | 2270.9231
6 | 2000-09-01 | 12% | 0 | 3068.4 | 3068.4 | 94675.3716 | 646.2005 | 2917.1236
7 | 2000-10-01 | 10% | 0 | 2557 | 2557 | 97883.2648 | 650.8932 | 3568.0167
8 | 2000-11-01 | 10% | 0 | 2557 | 2557 | 101135.6438 | 695.379 | 4263.3958
9 | 2000-12-01 | 0% | 0 | 0 | 0 | 101135.6438 | 0 | 4263.3958
10 | 2001-01-01 | 0% | 0 | 0 | 0 | 101135.6438 | 0 | 4263.3958
11 | 2001-02-01 | 0% | 0 | 0 | 0 | 101135.6438 | 0 | 4263.3958
12 | 2001-03-01 | 0% | 0 | 0 | 0 | 101135.6438 | 0 | 4263.3958
13 | 2001-04-01 | 0% | 0 | 0 | 0 | 101135.6438 | 0 | 4263.3958
14 | 2001-05-01 | 0% | 0 | 0 | 0 | 101135.6438 | 0 | 4263.3958
15 | 2001-06-01 | 0% | 0 | 0 | 0 | 101135.6438 | 0 | 4263.3958
16 | 2001-07-01 | 0% | 0 | 0 | 0 | 101135.6438 | 0 | 4263.3958
17 | 2001-08-01 | 0% | 0 | 0 | 0 | 101135.6438 | 0 | 4263.3958
18 | 2001-09-01 | 0% | 0 | 0 | 0 | 101135.6438 | 0 | 4263.3958
19 | 2001-10-01 | 0% | 0 | 0 | 0 | 101135.6438 | 0 | 4263.3958
|  | 100% | 71302.248 | 25570 | 96872.248 |  | 4263.3958
TURBINE DELIVERY SCHEDULE
*Rough Estimate by Bruce Golden. Please double-check for deal specific
[6 empty] | Turbine No. | 1 | 2 | 3 | 4 | 5 | 6
Unit | Turbines | Delivery | LD'S |  | Month | No. of Months | 5.5 | 6 | 6.5 | 7 | 7.5 | 8
Number | Delivered | Schedule | Enforced On |  | 1 |  | 17% | 17% | 17% | 17% | 17% | 17%
1-3 | 3 | 2000-07-30 | 2000-10-30 |  | 2 |  | 16% | 16% | 16% | 12% | 12% | 12%
4-6 | 3 | 2000-08-30 | 2000-10-30 |  | 3 |  | 16% | 16% | 13% | 12% | 12% | 12%
7-8 | 2 | 2000-09-30 | 2000-10-30 |  | 4 |  | 16% | 16% | 16% | 14% | 14% | 14%
9-11 | 3 | 2000-10-30 | 2000-10-30 |  | 5 |  | 17% | 17% | 16% | 18% | 13% | 13%
12-13 | 2 | 2000-11-30 | 2000-11-30 |  | 6 |  | 18% | 18% | 12% | 12% | 12% | 12%
14-15 | 2 | 2000-12-30 | 2000-12-30 |  | 7 |  | 0% | 0% | 10% | 15% | 10% | 10%
16-18 | 3 | 2000-01-30 | 2000-01-30 |  | 8 |  | 0% | 0% | 0% | 0% | 10% | 10%
19-20 | 2 | 2001-02-28 | 2001-02-28 |  | 9 | bar: 1 to 6
21-22 | 2 | 2001-03-30 | 2001-03-30 |  | 10 | bar: 1 to 6
23-24 | 2 | 2001-04-30 | 2001-04-30 |  | 11 | bar: 1 to 6
12 | bar: 1 to 6
13 | bar: 1 to 6
Summary (000$): |  |  |  |  | 14 | bar: 1 to 6
Basis Per Turbine w/Enhanced Sprint Option |  |  | 13950 |  | 15 | bar: 1 to 6
Carry Cost Per Turbine |  |  | 289.6163 |  | Sum |  | 100% | 100% | 100% | 100% | 100% | 100%
WestLB Structuring, Restructuring & Legal Fees |  |  | 20.8333
Total Price |  |  | 14260.4496