## Raw Data
PlantID | PlantName | Location | WSCCRegion | City | State | UnitNumber | Expr1007 | Capacity_Winter | Capacity_Summer | Fuel_Designation | Fuel_Primary | HeatRate | Expr1013 | RetirementDate | HeatRateComment | OnlineDate | Status
1 | 1 Power Plant - Richmond CA | USA | NP15 | Not Given | CA |  | Operational | 21 | 21 | Alt | UNK | 0 |  | 2050-01-01 |  |  | Operational
3 | 1st International Acceptance | USA | PNW | Green River | UT |  | Operational | 53.32 | 53.32 | Alt | UNK | 0 |  | 2050-01-01 |  | 1988-01-01 | Operational
4 | 251 Project | USA | SP15 | Tehachapi | CA |  | Operational | 22.38 | 22.38 | Alt | UNK | 0 |  | 2050-01-01 |  |  | Operational
6 | 33 East 85-A | USA | SP15 | Tehachapi | CA |  | Operational | 14.92 | 14.92 | Alt | UNK | 0 |  | 2050-01-01 |  |  | Operational
7 | 33 East 85-B | USA | SP15 | Tehachapi | CA |  | Operational | 21.6 | 21.6 | Alt | UNK | 0 |  | 2050-01-01 |  |  | Operational
8 | 4160 V Cogeneration System | USA | SP15 | San Diego | CA |  | Operational | 2.56 | 2.56 | Alt | UNK | 0 |  | 2050-01-01 |  |  | Operational
9 | 75 St. Waste Water | USA | RM | Not Given | CO |  | Operational | 0.53 | 0.5 | Alt | MTH | 0 |  | 2050-01-01 |  | 1987-01-01 | Operational
10 | 76 Products Co. | USA | NP15 | Rodeo | CA |  | Operational | 27.3 | 27.3 | Alt | UNK | 0 |  | 2050-01-01 |  |  | Operational
11 | A B Energy Inc | USA | SP15 | Not Given | CA |  | Operational | 6.98 | 6.98 | Alt | UNK | 0 |  | 2050-01-01 |  |  | Operational
12 | A W Hoch (Del Ranch) | USA | SP15 | Calipatria | CA |  | Operational | 35.8 | 35.8 | Alt | GEO | 0 |  | 2050-01-01 |  |  | Operational
15 | ACE Cogeneration Plant | USA | SP15 | Trona | CA |  | Operational | 96 | 96 | Coal | BIT | 9500 |  | 2050-01-01 |  |  | Operational
17 | AES Placerita Incorported | USA | SP15 | Newhall | CA |  | Operational | 100 | 100 | Gas | NG | 9330 |  | 2050-01-01 |  |  | Operational
18 | Afton Generating Co. L/P | USA | PNW | Afton | WY |  | Operational | 8.5 | 8.5 | Alt | UNK | 0 |  | 2050-01-01 |  | 1988-01-01 | Operational
19 | Agnews Cogeneration Project | USA | NP15 | San Jose | CA |  | Operational | 30 | 29.5 | Gas | NG | 17786 |  | 2050-01-01 |  |  | Operational
20 | Agua Fria | USA | DSW | Phoenix | AZ |  | Operational | 184 | 181 | Gas | NG | 10055 |  | 2050-01-01 |  | 1961-04-01 | Operational
20 | Agua Fria | USA | DSW | Phoenix | AZ |  | Operational | 114 | 113 | Gas | NG | 10346 |  | 2050-01-01 |  | 1957-04-01 | Operational
20 | Agua Fria | USA | DSW | Phoenix | AZ |  | Operational | 114 | 113 | Gas | NG | 10277 |  | 2050-01-01 |  | 1958-01-01 | Operational
20 | Agua Fria | USA | DSW | Phoenix | AZ |  | Operational | 75 | 70 | Gas | NG | 13044 |  | 2050-01-01 |  | 1974-07-01 | Operational
20 | Agua Fria | USA | DSW | Phoenix | AZ |  | Operational | 87 | 72 | Gas | NG | 11788 |  | 2050-01-01 |  | 1975-05-01 | Operational
20 | Agua Fria | USA | DSW | Phoenix | AZ |  | Operational | 75 | 70 | Gas | NG | 13524 |  | 2050-01-01 |  | 1974-07-01 | Operational
21 | Aidlin Geothermal Power Plant | USA | NP15 | Cloverdale | CA |  | Operational | 20 | 20 | Alt | GEO | 21000 |  | 2050-01-01 |  |  | Operational
22 | Alameda Combustion Turbines | USA | NP15 | Alameda | CA |  | Operational | 26.23 | 24.69 | Gas | NG | 16500 |  | 2050-01-01 |  |  | Operational
22 | Alameda Combustion Turbines | USA | NP15 | Alameda | CA |  | Operational | 27.01 | 25.42 | Gas | NG | 16500 |  | 2050-01-01 |  |  | Operational
23 | Alamitos | USA | SP15 | Long Beach | CA |  | Operational | 175 | 175 | Gas | NG | 10956 |  | 2050-01-01 |  | 1956-09-01 | Operational
23 | Alamitos | USA | SP15 | Long Beach | CA |  | Operational | 175 | 175 | Gas | NG | 10658 |  | 2050-01-01 |  | 1957-02-01 | Operational
23 | Alamitos | USA | SP15 | Long Beach | CA |  | Operational | 320 | 320 | Gas | NG | 10236 |  | 2050-01-01 |  | 1961-12-01 | Operational
23 | Alamitos | USA | SP15 | Long Beach | CA |  | Operational | 320 | 320 | Gas | NG | 9690 |  | 2050-01-01 |  | 1962-06-01 | Operational
23 | Alamitos | USA | SP15 | Long Beach | CA |  | Operational | 480 | 480 | Gas | NG | 9361 |  | 2050-01-01 |  | 1966-03-01 | Operational
23 | Alamitos | USA | SP15 | Long Beach | CA |  | Operational | 480 | 480 | Gas | NG | 9381 |  | 2050-01-01 |  | 1966-09-01 | Operational
23 | Alamitos | USA | SP15 | Long Beach | CA |  | Operational | 147 | 133 | Gas | NG | 18510 |  | 2050-01-01 |  | 1969-07-01 | Operational
25 | Alamosa | USA | RM | Alamosa | CO |  | Operational | 17 | 14 | Oil | FO2 | 15070 |  | 2050-01-01 |  | 1973-01-01 | Operational
25 | Alamosa | USA | RM | Alamosa | CO |  | Operational | 19 | 16 | Oil | FO2 | 14060 |  | 2050-01-01 |  | 1977-01-01 | Operational
27 | Albany Paper Mill | USA | PNW | Albany | OR |  | Operational | 51 | 51 | Alt | UNK | 7100 |  | 2050-01-01 |  | 1998-01-01 | Operational
32 | Aliso Water Management Agency | USA | SP15 | Laguna Niguel | CA |  | Operational | 1.2 | 1.2 | Alt | UNK | 0 |  | 2050-01-01 |  |  | Operational
34 | Almond | USA | NP15 | Ceres | CA |  | Operational | 49 | 49 | Gas | NG | 9000 |  | 2050-01-01 |  |  | Operational
36 | Altamont Cogeneration Corporat | USA | NP15 | Byron | CA |  | Operational | 6.5 | 6.5 | Alt | UNK | 0 |  | 2050-01-01 |  |  | Operational
37 | Altamont Gas Recovery | USA | NP15 | Livermore | CA |  | Operational | 6 | 6 | Alt | UNK | 0 |  | 2050-01-01 |  |  | Operational
38 | Altamont-Midway Limited | USA | NP15 | Livermore | CA |  | Operational | 10.92 | 10.92 | Alt | UNK | 0 |  | 2050-01-01 |  |  | Operational
40 | Alvarado Hydro Facility | USA | SP15 | Not Given | CA |  | Operational | 2.1 | 2.1 | Alt | UNK | 0 |  | 2050-01-01 |  |  | Operational
41 | Amalgamated Sugar- Nampa | USA | PNW | Nampa | ID |  | Operational | 9.25 | 9.25 | Alt | UNK | 0 |  | 2050-01-01 |  | 1988-01-01 | Operational
42 | Amalgamated Sugar-Nyssa | USA | PNW | Nyssa | OR |  | Operational | 14 | 14 | Alt | UNK | 0 |  | 2050-01-01 |  | 1988-01-01 | Operational
43 | Amedee Geothermal Venture I | USA | NP15 | Wendel | CA |  | Operational | 3 | 3 | Alt | UNK | 0 |  | 2050-01-01 |  |  | Operational
44 | American Atlas 1 Cogeneration | USA | RM | Rifle | CO |  | Operational | 85.3 | 81 | Gas | NG | 10000 |  | 2050-01-01 |  | 1987-01-01 | Operational
45 | American Canyon Power Plant | USA | NP15 | American Canyon | CA |  | Operational | 1.5 | 1.5 | Alt | GAS | 0 |  | 2050-01-01 |  |  | Operational
48 | American Power Systems | USA | SP15 | North Palm Springs | CA |  | Operational | 3.71 | 3.71 | Alt | UNK | 0 |  | 2050-01-01 |  |  | Operational
50 | Amor | USA | PNW | Not Given | WA |  | Operational | 3 | 3 | Alt | GST | 23924 |  | 2050-01-01 |  | 1987-01-01 | Operational
51 | Anaheim GT | USA | SP15 | Anaheim | CA |  | Operational | 48 | 46 | Gas | NG | 12531 |  | 2050-01-01 |  |  | Operational
54 | Animas | USA | DSW | Farmington | NM |  | Operational | 24.6 | 24.6 | Gas | NG | 7900 |  | 2050-01-01 |  | 1993-12-01 | Operational
54 | Animas | USA | DSW | Farmington | NM |  | Operational | 16.5 | 16.5 | Gas | NG | 13000 |  | 2050-01-01 |  | 1959-01-01 | Operational
54 | Animas | USA | DSW | Farmington | NM |  | Operational | 9 | 9 | Gas | NG | 13250 |  | 2050-01-01 |  | 1958-01-01 | Operational
55 | Anschutz Ranch East | USA | PNW | Not Given | WY |  | Operational | 50.6 | 50.6 | Alt | UNK | 0 |  | 2050-01-01 |  | 1988-01-01 | Operational
56 | Apache | USA | DSW | Cochise | AZ |  | Operational | 69 | 69 | Oil | FO2 | 12990 |  | 2050-01-01 |  | 1975-06-01 | Operational
56 | Apache | USA | DSW | Cochise | AZ |  | Operational | 175 | 175 | Coal | SUB | 10293 |  | 2050-01-01 |  | 1979-01-01 | Operational
56 | Apache | USA | DSW | Cochise | AZ |  | Operational | 175 | 175 | Coal | SUB | 10293 |  | 2050-01-01 |  | 1979-09-01 | Operational
56 | Apache | USA | DSW | Cochise | AZ |  | Operational | 20 | 20 | Oil | FO2 | 14362 |  | 2050-01-01 |  | 1972-06-01 | Operational
56 | Apache | USA | DSW | Cochise | AZ |  | Operational | 81 | 81 | Gas | NG | 10287 |  | 2050-01-01 |  | 1964-11-01 | Operational
57 | Arapahoe | USA | RM | Denver | CO |  | Operational | 111 | 111 | Coal | BIT | 10700 |  | 2050-01-01 |  | 1955-01-01 | Operational
57 | Arapahoe | USA | RM | Denver | CO |  | Operational | 45 | 45 | Coal | BIT | 11810 |  | 2050-01-01 |  | 1951-01-01 | Operational
57 | Arapahoe | USA | RM | Denver | CO |  | Operational | 45 | 45 | Coal | BIT | 11700 |  | 2050-01-01 |  | 1951-01-01 | Operational
57 | Arapahoe | USA | RM | Denver | CO |  | Operational | 45 | 45 | Coal | BIT | 11730 |  | 2050-01-01 |  | 1950-01-01 | Operational
58 | Arcadian Renewable Power Corpo | USA | SP15 | Tracy | CA |  | Operational | 30.88 | 30.88 | Alt | UNK | 0 |  | 2050-01-01 |  |  | Operational
59 | Arco Fee A Cogen | USA | ZP26 | Bakersfield | CA |  | Operational | 7.93 | 7.93 | Alt | UNK | 0 |  | 2050-01-01 |  |  | Operational
60 | Arco Fee B Cogen | USA | ZP26 | Bakersfield | CA |  | Operational | 3.73 | 3.73 | Alt | UNK | 0 |  | 2050-01-01 |  |  | Operational
61 | Arco Fee C Cogen | USA | ZP26 | Bakersfield | CA |  | Operational | 7.45 | 7.45 | Alt | UNK | 0 |  | 2050-01-01 |  |  | Operational
62 | Arco Oxford Cogen | USA | ZP26 | Fellows | CA |  | Operational | 5 | 5 | Alt | UNK | 0 |  | 2050-01-01 |  |  | Operational
63 | Arco Placerita Cogen | USA | SP15 | Newhall | CA |  | Operational | 45.2 | 45.2 | Alt | UNK | 0 |  | 2050-01-01 |  |  | Operational
64 | ARCO Products Co. | USA | SP15 | Carson | CA |  | Operational | 13.5 | 13.5 | Alt | UNK | 0 |  | 2050-01-01 |  |  | Operational
65 | ARCO Wilmington Calciner | USA | SP15 | Not Given | CA |  | Operational | 34 | 34 | Alt | UNK | 10000 |  | 2050-01-01 |  |  | Operational
66 | Argus | USA | SP15 | Trona | CA |  | Operational | 55 | 55 | Alt | UNK | 0 |  | 2050-01-01 |  |  | Operational
67 | ASARCO Inc - El Paso TX | USA | DSW | El Paso | TX |  | Operational | 5 | 5 | Alt | UNK | 0 |  | 2050-01-01 |  | 1988-01-01 | Operational
69 | Auberry Energy Inc. | USA | NP15 | Auberry | CA |  | Operational | 7.5 | 7.5 | Alt | UNK | 0 |  | 2050-01-01 |  |  | Operational
75 | Badger Creek Cogen | USA | ZP26 | Bakersfield | CA |  | Operational | 46 | 46 | Alt | UNK | 9053 |  | 2050-01-01 |  |  | Operational
77 | BAF Energy American I Cogenera | USA | NP15 | King City | CA |  | Operational | 133.28 | 133.28 | Gas | NG | 0 |  | 2050-01-01 |  |  | Operational
81 | Barclay Creek Hydroelectric Pr | USA | PNW | Not Given | WA |  | Operational | 6.8 | 6.8 | Alt | UNK | 0 |  | 2050-01-01 |  | 1988-01-01 | Operational
84 | Battle Mountain | USA | PNW | Not Given | NV |  | Operational | 2 | 1.8 | Oil | FO2 | 10180 |  | 2050-01-01 |  | 1963-01-01 | Operational
84 | Battle Mountain | USA | PNW | Not Given | NV |  | Operational | 2 | 1.8 | Oil | FO2 | 10180 |  | 2050-01-01 |  | 1963-01-01 | Operational
84 | Battle Mountain | USA | PNW | Not Given | NV |  | Operational | 2 | 1.8 | Oil | FO2 | 10180 |  | 2050-01-01 |  | 1964-01-01 | Operational
84 | Battle Mountain | USA | PNW | Not Given | NV |  | Operational | 2 | 1.8 | Oil | FO2 | 10180 |  | 2050-01-01 |  | 1963-01-01 | Operational
85 | Bayside Cogeneration L/P | USA | SP15 | Not Given | CA |  | Operational | 60 | 60 | Alt | UNK | 0 |  | 2050-01-01 |  |  | Operational
86 | Bear Canyon | USA | NP15 | Middletown | CA |  | Operational | 20 | 20 | Alt | GEO | 21000 |  | 2050-01-01 |  |  | Operational
87 | Bear Creek (CA) | USA | NP15 | Shingletown | CA |  | Operational | 3.2 | 3.2 | Alt | UNK | 0 |  | 2050-01-01 |  |  | Operational
88 | Bear Mountain Cogen | USA | ZP26 | Bakersfield | CA |  | Operational | 46 | 46 | Alt | UNK | 9022 |  | 2050-01-01 |  |  | Operational
91 | Beardsley Power Plant | USA | NP15 | Not Given | CA |  | Operational | 9.99 | 9.99 | Alt | UNK | 0 |  | 2050-01-01 |  |  | Operational
92 | Beaver | USA | PNW | Not Given | OR |  | Operational | 90 | 90 | Gas | NG | 9700 |  | 2050-01-01 |  | 1999-01-01 | Operational
92 | Beaver | USA | PNW | Not Given | OR |  | Operational | 90 | 90 | Gas | NG | 9700 |  | 2050-01-01 |  | 1999-01-01 | Operational
92 | Beaver | USA | PNW | Not Given | OR |  | Operational | 90 | 90 | Gas | NG | 9700 |  | 2050-01-01 |  | 1999-01-01 | Operational
92 | Beaver | USA | PNW | Not Given | OR |  | Operational | 90 | 90 | Gas | NG | 9700 |  | 2050-01-01 |  | 1999-01-01 | Operational
92 | Beaver | USA | PNW | Not Given | OR |  | Operational | 534.02 | 493.02 | Gas | NG | 10224 |  | 2050-01-01 |  | 1977-11-01 | Operational
93 | Beaver Creek | USA | PNW | Riverton | WY |  | Operational | 5 | 5 | Alt | UNK | 0 |  | 2050-01-01 |  | 1988-01-01 | Operational
101 | Beowawe Geothermal | USA | DSW | Beowawe | NV |  | Operational | 16.66 | 16.66 | Alt | UNK | 0 |  | 2050-01-01 |  | 1988-01-01 | Operational
102 | Berg Lumber | USA | PNW | Lewistown | MT |  | Operational | 3.5 | 3.5 | Alt | UNK | 0 |  | 2050-01-01 |  | 1988-01-01 | Operational
105 | BGI | USA | PNW | Not Given | MT |  | Operational | 57 | 57 | Alt | PC | 10000 |  | 2050-01-01 |  | 1995-09-01 | Operational
115 | Big Creek Water Works LTD | USA | NP15 | Hyampom | CA |  | Operational | 5 | 5 | Alt | UNK | 0 |  | 2050-01-01 |  |  | Operational
120 | Big Valley Lumber Co. | USA | NP15 | Bieber | CA |  | Operational | 9.38 | 9.38 | Alt | UNK | 0 |  | 2050-01-01 |  |  | Operational
121 | Bio-Gas No.1 | USA | RM | Not Given | CO |  | Operational | 5.44 | 5.5 | Gas | GAS | 0 |  | 2050-01-01 |  | 1985-01-01 | Operational
122 | Biogen Power Inc | USA | SP15 | Nipton | CA |  | Operational | 19.75 | 19.75 | Alt | UNK | 0 |  | 2050-01-01 |  |  | Operational
123 | Biola University | USA | SP15 | Not Given | CA |  | Operational | 1.2 | 1.2 | Alt | UNK | 0 |  | 2050-01-01 |  |  | Operational
130 | BKK Landfill Power Plant | USA | SP15 | West Covina | CA |  | Operational | 13 | 13 | Alt | UNK | 0 |  | 2050-01-01 |  |  | Operational
136 | Blanco Compressor Station | USA | DSW | Bloomfield | NM |  | Operational | 3 | 3 | Alt | UNK | 0 |  | 2050-01-01 |  | 1988-01-01 | Operational
139 | Blue Diamond Growers Cogenerat | USA | NP15 | Sacramento | CA |  | Operational | 11.5 | 11.5 | Alt | UNK | 0 |  | 2050-01-01 |  |  | Operational
142 | Blundell | USA | PNW | Not Given | UT |  | Operational | 23 | 23 | Alt | GST | 21248 |  | 2050-01-01 |  | 1984-07-01 | Operational
144 | Boardman (OR) | USA | PNW | Boardman | OR |  | Operational | 503 | 508 | Coal | SUB | 10836 |  | 2050-01-01 |  | 1980-08-01 | Operational
146 | Bonanza | USA | PNW | Vernal | UT |  | Operational | 420 | 420 | Coal | BIT | 10463 |  | 2050-01-01 |  | 1986-05-01 | Operational
150 | Bottle Rock | USA | NP15 | Cobb | CA |  | Operational | 52.5 | 52.5 | Alt | GST | 18400 |  | 2050-01-01 |  |  | Operational
155 | Bountiful | USA | PNW | Bountiful | UT |  | Operational | 1 | 1 | Gas | NG | 12987 |  | 2050-01-01 |  | 1955-08-01 | Operational
155 | Bountiful | USA | PNW | Bountiful | UT |  | Operational | 1.25 | 1.25 | Gas | NG | 12987 |  | 2050-01-01 |  | 1959-09-01 | Operational
155 | Bountiful | USA | PNW | Bountiful | UT |  | Operational | 1.25 | 1.25 | Gas | NG | 12987 |  | 2050-01-01 |  | 1959-09-01 | Operational
155 | Bountiful | USA | PNW | Bountiful | UT |  | Operational | 7 | 7 | Gas | NG | 8984 |  | 2050-01-01 |  | 1986-10-01 | Operational
155 | Bountiful | USA | PNW | Bountiful | UT |  | Operational | 2.5 | 2.5 | Gas | NG | 12987 |  | 2050-01-01 |  | 1962-01-01 | Operational
155 | Bountiful | USA | PNW | Bountiful | UT |  | Operational | 1 | 1 | Gas | NG | 12987 |  | 2050-01-01 |  | 1957-01-01 | Operational
157 | Box Canyon (CA) | USA | NP15 | Mount Shasta | CA |  | Operational | 5 | 5 | Alt | UNK | 0 |  | 2050-01-01 |  |  | Operational
162 | Brady Power Project | USA | DSW | Fernley | NV |  | Operational | 24.12 | 24.12 | Alt | GST | 23924 |  | 2050-01-01 |  | 1992-01-01 | Operational
165 | Brea Center | USA | SP15 | Brea | CA |  | Operational | 11.4 | 11.4 | Alt | UNK | 0 |  | 2050-01-01 |  |  | Operational
167 | Bridger | USA | PNW | Point Of Rocks | WY |  | Operational | 520 | 520 | Coal | SUB | 9985 |  | 2050-01-01 |  | 1974-11-01 | Operational
167 | Bridger | USA | PNW | Point Of Rocks | WY |  | Operational | 520 | 520 | Coal | SUB | 9985 |  | 2050-01-01 |  | 1975-12-01 | Operational
167 | Bridger | USA | PNW | Point Of Rocks | WY |  | Operational | 520 | 520 | Coal | SUB | 9985 |  | 2050-01-01 |  | 1976-09-01 | Operational
167 | Bridger | USA | PNW | Point Of Rocks | WY |  | Operational | 520 | 520 | Coal | SUB | 9985 |  | 2050-01-01 |  | 1979-11-01 | Operational
170 | Broadway (CA) | USA | SP15 | Pasadena | CA |  | Operational | 42 | 42 | Gas | NG | 11750 |  | 2050-01-01 |  | 1954-01-01 | Operational
170 | Broadway (CA) | USA | SP15 | Pasadena | CA |  | Operational | 42 | 42 | Gas | NG | 11200 |  | 2050-01-01 |  | 1957-07-01 | Operational
170 | Broadway (CA) | USA | SP15 | Pasadena | CA |  | Operational | 66 | 66 | Gas | NG | 10500 |  | 2050-01-01 |  | 1965-06-01 | Operational
172 | Brunswick (NV) | USA | PNW | Not Given | NV |  | Operational | 2 | 1.8 | Oil | FO2 | 10428 |  | 2050-01-01 |  | 1960-01-01 | Operational
172 | Brunswick (NV) | USA | PNW | Not Given | NV |  | Operational | 2 | 1.8 | Oil | FO2 | 10428 |  | 2050-01-01 |  | 1960-01-01 | Operational
172 | Brunswick (NV) | USA | PNW | Not Given | NV |  | Operational | 2 | 1.8 | Oil | FO2 | 10428 |  | 2050-01-01 |  | 1960-01-01 | Operational
173 | Brush Cogen Project Phase 2 | USA | RM | Brush | CO |  | Operational | 74 | 74 | Gas | NG | 10000 |  | 2050-01-01 |  | 1994-01-01 | Operational
174 | Brush Power Project Phase 1 | USA | RM | Brush | CO |  | Operational | 75 | 75 | Gas | NG | 10000 |  | 2050-01-01 |  | 1990-01-01 | Operational
177 | Bud L. Bonnett | USA | PNW | Not Given | UT |  | Operational | 2 | 2 | Alt | GST | 41482 |  | 2050-01-01 |  | 1988-01-01 | Operational
177 | Bud L. Bonnett | USA | PNW | Not Given | UT |  | Operational | 0.75 | 0.75 | Alt | GST | 41482 |  | 2050-01-01 |  | 1985-01-01 | Operational
177 | Bud L. Bonnett | USA | PNW | Not Given | UT |  | Operational | 0.75 | 0.75 | Alt | GST | 41482 |  | 2050-01-01 |  | 1985-01-01 | Operational
177 | Bud L. Bonnett | USA | PNW | Not Given | UT |  | Operational | 0.75 | 0.75 | Alt | GST | 41482 |  | 2050-01-01 |  | 1985-01-01 | Operational
177 | Bud L. Bonnett | USA | PNW | Not Given | UT |  | Operational | 0.75 | 0.75 | Alt | GST | 41482 |  | 2050-01-01 |  | 1985-01-01 | Operational
177 | Bud L. Bonnett | USA | PNW | Not Given | UT |  | Operational | 7 | 7 | Alt | GST | 41482 |  | 2050-01-01 |  | 1989-10-01 | Operational
182 | Burlington (CO) GT | USA | RM | Not Given | CO |  | Operational | 60 | 50 | Oil | FO2 | 11000 |  | 2050-01-01 |  | 1977-07-01 | Operational
182 | Burlington (CO) GT | USA | RM | Not Given | CO |  | Operational | 60 | 50 | Oil | FO2 | 11000 |  | 2050-01-01 |  | 1977-06-01 | Operational
183 | Burlington (CO) IC | USA | RM | Burlington | CO |  | Operational | 0.8 | 0.8 | Oil | FO2 | 11000 |  | 2050-01-01 |  | 1951-01-01 | Operational
183 | Burlington (CO) IC | USA | RM | Burlington | CO |  | Operational | 2.5 | 2.2 | Oil | FO2 | 11169 |  | 2050-01-01 |  | 1969-01-01 | Operational
183 | Burlington (CO) IC | USA | RM | Burlington | CO |  | Operational | 2.8 | 2.5 | Oil | FO2 | 10894 |  | 2050-01-01 |  | 1965-01-01 | Operational
183 | Burlington (CO) IC | USA | RM | Burlington | CO |  | Operational | 1 | 1 | Oil | FO2 | 11000 |  | 2050-01-01 |  | 1960-01-01 | Operational
184 | Burney Creek | USA | NP15 | Burney | CA |  | Operational | 3 | 3 | Alt | UNK | 0 |  | 2050-01-01 |  |  | Operational
185 | Burney Facility | USA | NP15 | Not Given | CA |  | Operational | 20 | 20 | Alt | UNK | 0 |  | 2050-01-01 |  |  | Operational
186 | Burney Forest Products | USA | NP15 | Burney | CA |  | Operational | 31 | 31 | Alt | UNK | 12500 |  | 2050-01-01 |  |  | Operational
187 | Burney Mountain Power | USA | NP15 | Burney | CA |  | Operational | 11.4 | 11.4 | Alt | UNK | 0 |  | 2050-01-01 |  |  | Operational
188 | Burrill Lumber Co. | USA | PNW | White City | OR |  | Operational | 1.5 | 1.5 | Alt | UNK | 0 |  | 2050-01-01 |  | 1988-01-01 | Operational
194 | California Institute of Techno | USA | SP15 | Pasadena | CA |  | Operational | 11 | 11 | Alt | UNK | 0 |  | 2050-01-01 |  |  | Operational
197 | Cameo | USA | RM | Palisade | CO |  | Operational | 49 | 49 | Coal | BIT | 10890 |  | 2050-01-01 |  | 1960-01-01 | Operational
197 | Cameo | USA | RM | Palisade | CO |  | Operational | 23.7 | 23.7 | Coal | BIT | 12440 |  | 2050-01-01 |  | 1957-01-01 | Operational
200 | Campbells Soup (SPA) | USA | NP15 | Not Given | CA |  | Operational | 169.75 | 169.75 | Alt | UNK | 0 |  | 2050-01-01 |  |  | Operational
201 | Canal Creek | USA | PNW | Not Given | OR |  | Operational | 1.3 | 1.3 | Alt | UNK | 0 |  | 2050-01-01 |  | 1988-01-01 | Operational
202 | Cannon Energy Corporation | USA | SP15 | Mojave | CA |  | Operational | 70.23 | 70.23 | Alt | UNK | 0 |  | 2050-01-01 |  |  | Operational
203 | Canvest Partners I | USA | SP15 | Mojave | CA |  | Operational | 13 | 13 | Alt | UNK | 0 |  | 2050-01-01 |  |  | Operational
205 | Carbon | USA | PNW | Castle Gate | UT |  | Operational | 105 | 105 | Coal | BIT | 10500 |  | 2050-01-01 |  | 1957-09-01 | Operational
205 | Carbon | USA | PNW | Castle Gate | UT |  | Operational | 70 | 70 | Coal | BIT | 11200 |  | 2050-01-01 |  | 1954-11-01 | Operational
206 | Cardinal Cogen | USA | NP15 | Stanford | CA |  | Operational | 49.9 | 49.9 | Alt | UNK | 9000 |  | 2050-01-01 |  |  | Operational
210 | Carrisa Plain | USA | ZP26 | Not Given | CA |  | Operational | 6.5 | 6.5 | Alt | UNK | 0 |  | 2050-01-01 |  |  | Operational
211 | Carson Cogeneration Co. | USA | SP15 | Carson | CA |  | Operational | 50.5 | 50.5 | Alt | UNK | 8500 |  | 2050-01-01 |  |  | Operational
212 | Carson Ice | USA | NP15 | Not Given | CA |  | Operational | 41.3 | 41.3 | Gas | NG | 8909 |  | 2050-01-01 |  |  | Operational
212 | Carson Ice | USA | NP15 | Not Given | CA |  | Operational | 59.5 | 59.5 | Gas | NG | 8449 |  | 2050-01-01 |  |  | Operational
213 | Carver Greenfield | USA | SP15 | Carson | CA |  | Operational | 11.3 | 11.3 | Alt | UNK | 0 |  | 2050-01-01 |  |  | Operational
219 | CBS Studios | USA | SP15 | Los Angeles | CA |  | Operational | 1.42 | 1.42 | Alt | UNK | 0 |  | 2050-01-01 |  |  | Operational
222 | Centaur Generator Facility | USA | SP15 | Ventura | CA |  | Operational | 3.5 | 3.5 | Alt | UNK | 0 |  | 2050-01-01 |  |  | Operational
223 | Center | USA | RM | Center | CO |  | Operational | 0.5 | 0.5 | Oil | FO2 | 9230 |  | 2050-01-01 |  | 1963-07-01 | Operational
223 | Center | USA | RM | Center | CO |  | Operational | 1 | 1 | Oil | FO2 | 10565 |  | 2050-01-01 |  | 1959-08-01 | Operational
225 | Central Plant | USA | SP15 | San Diego | CA |  | Operational | 2.4 | 2.4 | Alt | UNK | 0 |  | 2050-01-01 |  |  | Operational
226 | Central Utility Plant (CA) | USA | SP15 | Not Given | CA |  | Operational | 8 | 8 | Gas | NG | 14158 |  | 2050-01-01 |  |  | Operational
228 | Centralia - TransAlta | USA | PNW | Centralia | WA |  | Operational | 670 | 670 | Coal | SUB | 10240 |  | 2050-01-01 |  | 1973-07-01 | Operational
228 | Centralia - TransAlta | USA | PNW | Centralia | WA |  | Operational | 670 | 670 | Coal | SUB | 10240 |  | 2050-01-01 |  | 1972-12-01 | Operational
229 | Chalk Cliff Cogen | USA | ZP26 | Maricopa | CA |  | Operational | 46 | 46 | Alt | NG | 9406 |  | 2050-01-01 |  |  | Operational
232 | Cherokee (CO) | USA | RM | Denver | CO |  | Operational | 352 | 352 | Coal | BIT | 9630 |  | 2050-01-01 |  | 1968-01-01 | Operational
232 | Cherokee (CO) | USA | RM | Denver | CO |  | Operational | 158 | 158 | Coal | BIT | 10130 |  | 2050-01-01 |  | 1962-01-01 | Operational
232 | Cherokee (CO) | USA | RM | Denver | CO |  | Operational | 106 | 106 | Coal | BIT | 10450 |  | 2050-01-01 |  | 1959-01-01 | Operational
232 | Cherokee (CO) | USA | RM | Denver | CO |  | Operational | 107 | 107 | Coal | BIT | 10080 |  | 2050-01-01 |  | 1957-01-01 | Operational
232 | Cherokee (CO) | USA | RM | Denver | CO |  | Operational | 2.75 | 2.75 | Oil | FO2 | 14000 |  | 2050-01-01 |  | 1988-12-01 | Operational
232 | Cherokee (CO) | USA | RM | Denver | CO |  | Operational | 2.75 | 2.75 | Oil | FO2 | 14000 |  | 2050-01-01 |  | 1967-01-01 | Operational
234 | Chevron USA Accounting Center | USA | NP15 | Not Given | CA |  | Operational | 3 | 3 | Alt | UNK | 0 |  | 2050-01-01 |  |  | Operational
235 | Chevron/Coalinga 25D | USA | SP15 | Coalinga | CA |  | Operational | 13.8 | 13.8 | Alt | UNK | 12000 |  | 2050-01-01 |  |  | Operational
236 | Chevron/Coalinga 6C | USA | SP15 | Coalinga | CA |  | Operational | 6.9 | 6.9 | Alt | UNK | 12000 |  | 2050-01-01 |  |  | Operational
237 | Chevron/Cymric 36W | USA | ZP26 | Mc Kittrick | CA |  | Operational | 12.5 | 12.5 | Alt | UNK | 12500 |  | 2050-01-01 |  |  | Operational
238 | Chevron/Cymric 3IX | USA | ZP26 | Mc Kittrick | CA |  | Operational | 6.9 | 6.9 | Alt | UNK | 12500 |  | 2050-01-01 |  |  | Operational
239 | Chevron/Cymric 6Z | USA | ZP26 | Mc Kittrick | CA |  | Operational | 6.9 | 6.9 | Alt | UNK | 12500 |  | 2050-01-01 |  |  | Operational
240 | Chevron/Taft 26C | USA | ZP26 | Taft | CA |  | Operational | 12.5 | 12.5 | Alt | UNK | 0 |  | 2050-01-01 |  |  | Operational
242 | Chicago Park - YBR | USA | NP15 | Not Given | CA |  | Operational | 41.5 | 41.5 | Alt | UNK | 0 |  | 2050-01-01 |  |  | Operational
244 | Childrens Hospital | USA | SP15 | San Diego | CA |  | Operational | 1.05 | 1.05 | Alt | UNK | 0 |  | 2050-01-01 |  |  | Operational
248 | Chino Mines Co. | USA | DSW | Hurley | NM |  | Operational | 64 | 64 | Alt | UNK | 0 |  | 2050-01-01 |  | 1988-01-01 | Operational
249 | Cholla | USA | DSW | Joseph City | AZ |  | Operational | 245 | 245 | Coal | BIT | 10362 |  | 2050-01-01 |  | 1978-06-01 | Operational
249 | Cholla | USA | DSW | Joseph City | AZ |  | Operational | 110 | 110 | Coal | BIT | 10378 |  | 2050-01-01 |  | 1962-06-01 | Operational
249 | Cholla | USA | DSW | Joseph City | AZ |  | Operational | 380 | 380 | Coal | BIT | 10395 |  | 2050-01-01 |  | 1981-06-01 | Operational
249 | Cholla | USA | DSW | Joseph City | AZ |  | Operational | 260 | 260 | Coal | BIT | 10399 |  | 2050-01-01 |  | 1980-05-01 | Operational
250 | Chowchilla | USA | NP15 | Chowchilla | CA |  | Retired | 10.2 | 10.2 | Alt | UNK | 9700 |  | 1900-01-01 |  |  | Retired
250 | Chowchilla | USA | NP15 | Chowchilla | CA |  | Retired | 12.5 | 12.5 | Alt | UNK | 9700 |  | 1900-01-01 |  |  | Retired
253 | CIMCO Nevada | USA | DSW | Dayton | NV |  | Operational | 1.5 | 1.5 | Alt | UNK | 0 |  | 2050-01-01 |  | 1998-01-01 | Operational
254 | Ciniza Refinery | USA | DSW | Gallup | NM |  | Operational | 6 | 6 | Alt | UNK | 0 |  | 2050-01-01 |  | 1988-01-01 | Operational
258 | Civic Center | USA | SP15 | Los Angeles | CA |  | Operational | 34.53 | 34.53 | Gas | NG | 12687 |  | 2050-01-01 |  |  | Operational
259 | Clark (CO) | USA | RM | Canon City | CO |  | Operational | 24 | 24 | Coal | BIT | 12690 |  | 2050-01-01 |  | 1959-11-01 | Operational
259 | Clark (CO) | USA | RM | Canon City | CO |  | Operational | 19 | 19 | Coal | BIT | 13100 |  | 2050-01-01 |  | 1955-09-01 | Operational
260 | Clark (NV) | USA | DSW | East Las Vegas | NV |  | Operational | 42 | 42 | Gas | NG | 11100 |  | 2050-01-01 |  | 1955-12-01 | Operational
260 | Clark (NV) | USA | DSW | East Las Vegas | NV |  | Operational | 69 | 66 | Gas | NG | 10350 |  | 2050-01-01 |  | 1957-07-01 | Operational
260 | Clark (NV) | USA | DSW | East Las Vegas | NV |  | Operational | 59 | 50 | Gas | NG | 13000 |  | 2050-01-01 |  | 1973-06-01 | Operational
260 | Clark (NV) | USA | DSW | East Las Vegas | NV |  | Operational | 486 | 466 | Gas | NG | 7200 |  | 2050-01-01 |  | 1993-05-01 | Operational
260 | Clark (NV) | USA | DSW | East Las Vegas | NV |  | Operational | 70 | 67 | Gas | NG | 11400 |  | 2050-01-01 |  | 1961-07-01 | Operational
263 | Clear Lake Hydro Project | USA | NP15 | Not Given | CA |  | Operational | 2.5 | 2.5 | Alt | UNK | 0 |  | 2050-01-01 |  |  | Operational
268 | Co Generation Co. | USA | PNW | Prairie City | OR |  | Operational | 7.5 | 7.5 | Alt | UNK | 0 |  | 2050-01-01 |  | 1988-01-01 | Operational
269 | Coachella | USA | SP15 | Not Given | CA |  | Operational | 20 | 20 | Gas | NG | 14400 |  | 2050-01-01 |  |  | Operational
269 | Coachella | USA | SP15 | Not Given | CA |  | Operational | 20 | 20 | Gas | NG | 14400 |  | 2050-01-01 |  |  | Operational
269 | Coachella | USA | SP15 | Not Given | CA |  | Operational | 20 | 20 | Gas | NG | 14400 |  | 2050-01-01 |  |  | Operational
269 | Coachella | USA | SP15 | Not Given | CA |  | Operational | 20 | 20 | Gas | NG | 14400 |  | 2050-01-01 |  |  | Operational
271 | Coalinga Cogeneration Co. | USA | NP15 | Coalinga | CA |  | Operational | 38.44 | 38.44 | Alt | UNK | 12000 |  | 2050-01-01 |  |  | Operational
272 | Coalinga Cogeneration Facility | USA | NP15 | Coalinga | CA |  | Operational | 6.8 | 6.8 | Alt | UNK | 12000 |  | 2050-01-01 |  |  | Operational
275 | Coffin Butte | USA | PNW | Not Given | OR |  | Operational | 0.73 | 0.73 | Alt | MTH | 0 |  | 2050-01-01 |  | 1995-10-01 | Operational
275 | Coffin Butte | USA | PNW | Not Given | OR |  | Operational | 0.73 | 0.73 | Alt | MTH | 0 |  | 2050-01-01 |  | 1995-10-01 | Operational
275 | Coffin Butte | USA | PNW | Not Given | OR |  | Operational | 0.73 | 0.73 | Alt | MTH | 0 |  | 2050-01-01 |  | 1995-10-01 | Operational
276 | Cogen (CA) | USA | NP15 | Not Given | CA |  | Operational | 48 | 46 | Gas | NG | 0 |  | 2050-01-01 |  |  | Operational
278 | Co-Gen II | USA | PNW | Riddle | OR |  | Operational | 7.5 | 7.5 | Alt | UNK | 0 |  | 2050-01-01 |  | 1988-01-01 | Operational
279 | Cogeneration (CA) | USA | SP15 | Not Given | CA |  | Operational | 102 | 102 | Gas | NG | 0 |  | 2050-01-01 |  |  | Operational
280 | Cogeneration Plant (CA) | USA | NP15 | Santa Clara | CA |  | Operational | 3.82 | 3.32 | Gas | NG | 13200 |  | 2050-01-01 |  |  | Operational
280 | Cogeneration Plant (CA) | USA | NP15 | Santa Clara | CA |  | Operational | 3.82 | 3.32 | Gas | NG | 13200 |  | 2050-01-01 |  |  | Operational
281 | CoGeneration Plant (NM) | USA | DSW | Not Given | NM |  | Operational | 2.5 | 2.5 | Alt | UNK | 0 |  | 2050-01-01 |  | 1988-01-01 | Operational
286 | Collins Pine | USA | NP15 | Not Given | CA |  | Operational | 12.2 | 12.2 | Alt | UNK | 0 |  | 2050-01-01 |  |  | Operational
287 | Collins Pine Compny - Project | USA | NP15 | Not Given | CA |  | Operational | 12 | 12 | Alt | UNK | 0 |  | 2050-01-01 |  |  | Operational
288 | Colstrip | USA | PNW | Colstrip | MT |  | Operational | 307 | 307 | Coal | SUB | 11166 |  | 2050-01-01 |  | 1975-11-01 | Operational
288 | Colstrip | USA | PNW | Colstrip | MT |  | Operational | 302 | 302 | Coal | SUB | 11186 |  | 2050-01-01 |  | 1976-08-01 | Operational
288 | Colstrip | USA | PNW | Colstrip | MT |  | Operational | 740 | 740 | Coal | SUB | 10850 |  | 2050-01-01 |  | 1986-04-01 | Operational
288 | Colstrip | USA | PNW | Colstrip | MT |  | Operational | 727 | 727 | Coal | SUB | 10449 |  | 2050-01-01 |  | 1984-01-01 | Operational
289 | Colstrip Energy Limited Partne | USA | PNW | Colstrip | MT |  | Operational | 41.51 | 41.51 | Alt | UNK | 0 |  | 2050-01-01 |  | 1988-01-01 | Operational
291 | Comanche (CO) | USA | RM | Pueblo | CO |  | Operational | 325 | 325 | Coal | BIT | 10320 |  | 2050-01-01 |  | 1973-01-01 | Operational
291 | Comanche (CO) | USA | RM | Pueblo | CO |  | Operational | 335 | 335 | Coal | BIT | 10150 |  | 2050-01-01 |  | 1976-02-01 | Operational
294 | Combined Cycle 2 (CA) | USA | SP15 | Not Given | CA |  | Operational | 72 | 72 | Alt | WH | 0 |  | 2050-01-01 |  |  | Operational
294 | Combined Cycle 2 (CA) | USA | SP15 | Not Given | CA |  | Operational | 153 | 153 | Gas | NG | 0 |  | 2050-01-01 |  |  | Operational
295 | Combined Cycle 3 | USA | SP15 | Not Given | CA |  | Operational | 72 | 72 | Alt | WH | 0 |  | 2050-01-01 |  |  | Operational
295 | Combined Cycle 3 | USA | SP15 | Not Given | CA |  | Operational | 153 | 153 | Gas | NG | 0 |  | 2050-01-01 |  |  | Operational
297 | Commerce Refuse To Energy | USA | SP15 | Commerce | CA |  | Operational | 11.5 | 11.5 | Alt | UNK | 0 |  | 2050-01-01 |  |  | Operational
299 | Container Corp of America | USA | NP15 | Vernon | CA |  | Operational | 43.41 | 43.41 | Alt | UNK | 0 |  | 2050-01-01 |  |  | Operational
300 | Contra Costa | USA | NP15 | Antioch | CA |  | Operational | 340 | 340 | Gas | NG | 9385 |  | 2050-01-01 |  | 1964-06-01 | Operational
300 | Contra Costa | USA | NP15 | Antioch | CA |  | Operational | 340 | 340 | Gas | NG | 9555 |  | 2050-01-01 |  | 1964-08-01 | Operational
301 | Contra Costa & Mobile | USA | NP15 | Not Given | CA |  | Operational | 15 | 15 | Oil | FO2 | 14000 |  | 2050-01-01 |  |  | Operational
301 | Contra Costa & Mobile | USA | NP15 | Not Given | CA |  | Operational | 15 | 15 | Oil | FO2 | 0 |  | 2050-01-01 |  |  | Operational
301 | Contra Costa & Mobile | USA | NP15 | Not Given | CA |  | Operational | 15 | 15 | Oil | FO2 | 0 |  | 2050-01-01 |  |  | Operational
303 | Convair Division | USA | SP15 | San Diego | CA |  | Operational | 2.7 | 2.7 | Alt | UNK | 0 |  | 2050-01-01 |  |  | Operational
304 | Cool Water | USA | SP15 | Not Given | CA |  | Operational | 65 | 65 | Gas | NG | 10428 |  | 2050-01-01 |  | 1961-06-01 | Operational
304 | Cool Water | USA | SP15 | Not Given | CA |  | Operational | 81 | 81 | Gas | NG | 10430 |  | 2050-01-01 |  | 1964-05-01 | Operational
304 | Cool Water | USA | SP15 | Not Given | CA |  | Operational | 256 | 241 | Gas | NG | 0 |  | 2050-01-01 |  | 1978-05-01 | Operational
304 | Cool Water | USA | SP15 | Not Given | CA |  | Operational | 256 | 241 | Gas | NG | 0 |  | 2050-01-01 |  | 1978-08-01 | Operational
309 | Copper | USA | DSW | El Paso | TX |  | Operational | 71 | 69 | Gas | NG | 15800 |  | 2050-01-01 |  | 1980-07-01 | Operational
310 | Copper Dam Plant | USA | PNW | Hood River | OR |  | Operational | 3 | 3 | Alt | UNK | 0 |  | 2050-01-01 |  | 1988-01-01 | Operational
311 | Corette | USA | PNW | Billings | MT |  | Operational | 160 | 160 | Coal | SUB | 11011 |  | 2050-01-01 |  | 1968-04-01 | Operational
313 | Corn Products - Stockton Plant | USA | NP15 | Stockton | CA |  | Operational | 2.81 | 2.81 | Alt | UNK | 0 |  | 2050-01-01 |  |  | Operational
315 | Corona - OBrien Biogas Incor | USA | SP15 | Corona | CA |  | Operational | 3.2 | 3.2 | Alt | UNK | 0 |  | 2050-01-01 |  |  | Operational
316 | Corona Cogen | USA | SP15 | Corona | CA |  | Operational | 47 | 47 | Alt | NG | 9387 |  | 2050-01-01 |  |  | Operational
317 | Coronado | USA | DSW | Phoenix | AZ |  | Operational | 365 | 365 | Coal | BIT | 10214 |  | 2050-01-01 |  | 1979-12-01 | Operational
317 | Coronado | USA | DSW | Phoenix | AZ |  | Operational | 365 | 365 | Coal | BIT | 10214 |  | 2050-01-01 |  | 1980-10-01 | Operational
318 | Cosmopolis WA | USA | PNW | Not Given | WA |  | Operational | 15 | 15 | Alt | UNK | 0 |  | 2050-01-01 |  | 1988-01-01 | Operational
1000 | UNKNOWN |  | UNK |  |  |  | UNK | 0 | 0 | UNK | [6 empty] | UNK
323 | Coso BLM (East & West) | USA | SP15 | Ridgecrest | CA |  | Operational | 30 | 30 | Alt | GEO | 0 |  | 2050-01-01 |  |  | Operational
323 | Coso BLM (East & West) | USA | SP15 | Ridgecrest | CA |  | Operational | 30 | 30 | Alt | GEO | 0 |  | 2050-01-01 |  |  | Operational
323 | Coso BLM (East & West) | USA | SP15 | Ridgecrest | CA |  | Operational | 30 | 30 | Alt | GEO | 0 |  | 2050-01-01 |  |  | Operational
324 | Coso Navy I | USA | SP15 | Ridgecrest | CA |  | Operational | 30.73 | 30.73 | Alt | GEO | 0 |  | 2050-01-01 |  |  | Operational
324 | Coso Navy I | USA | SP15 | Ridgecrest | CA |  | Operational | 30.73 | 30.73 | Alt | GEO | 0 |  | 2050-01-01 |  |  | Operational
324 | Coso Navy I | USA | SP15 | Ridgecrest | CA |  | Operational | 30.73 | 30.73 | Alt | GEO | 0 |  | 2050-01-01 |  |  | Operational
325 | Coso Navy II | USA | SP15 | Ridgecrest | CA |  | Operational | 30 | 30 | Alt | GEO | 0 |  | 2050-01-01 |  |  | Operational
325 | Coso Navy II | USA | SP15 | Ridgecrest | CA |  | Operational | 30 | 30 | Alt | GEO | 0 |  | 2050-01-01 |  |  | Operational
325 | Coso Navy II | USA | SP15 | Ridgecrest | CA |  | Operational | 30 | 30 | Alt | GEO | 0 |  | 2050-01-01 |  |  | Operational
328 | County Line Landfill | USA | RM | Not Given | CO |  | Operational | 0.53 | 0.55 | Alt | OT | 0 |  | 2050-01-01 |  | 1986-01-01 | Operational
331 | Cove Hydroelectric | USA | NP15 | Montgomery Creek | CA |  | Operational | 5 | 5 | Alt | UNK | 0 |  | 2050-01-01 |  |  | Operational
333 | Cowiche | USA | PNW | Cowiche | WA |  | Operational | 1.73 | 1.73 | Alt | UNK | 0 |  | 2050-01-01 |  | 1988-01-01 | Operational
335 | Coyote Canyon Steam Plant | USA | SP15 | Irvine | CA |  | Operational | 20 | 20 | Alt | MTH | 0 |  | 2050-01-01 |  |  | Operational
337 | Coyote Springs | USA | PNW | Boardman | OR |  | Operational | 163 | 138 | Gas | NG | 10917 |  | 2050-01-01 |  |  | Operational
337 | Coyote Springs | USA | PNW | Boardman | OR |  | Operational | 241 | 218 | Gas | GAS | 0 |  | 2050-01-01 |  | 1995-11-01 | Operational
338 | Craig | USA | RM | Craig | CO |  | Operational | 428 | 428 | Coal | BIT | 10644 |  | 2050-01-01 |  | 1980-07-01 | Operational
338 | Craig | USA | RM | Craig | CO |  | Operational | 408 | 408 | Coal | BIT | 10612 |  | 2050-01-01 |  | 1984-10-01 | Operational
338 | Craig | USA | RM | Craig | CO |  | Operational | 428 | 428 | Coal | BIT | 10644 |  | 2050-01-01 |  | 1980-01-01 | Operational
342 | CROCKETT | USA | NP15 | Not Given | CA |  | Operational | 240 | 240 | Gas | NG | 9192 | 8722 previous value | 2050-01-01 | 8722 previous value |  | Operational
345 | Crystal Mountain | USA | PNW | Not Given | WA |  | Operational | 2.75 | 2.75 | Oil | FO2 | 12000 |  | 2050-01-01 |  | 1969-12-01 | Operational
347 | CSC Tech Mgmt Group Waste | USA | SP15 | San Diego | CA |  | Operational | 4 | 4 | Gas | Gas | 16277 |  | 2050-01-01 |  |  | Operational
349 | CTF Soledad Prison | USA | NP15 | Soledad | CA |  | Operational | 2.2 | 2.2 | Alt | UNK | 0 |  | 2050-01-01 |  |  | Operational
354 | CWES Limited | USA | SP15 | Not Given | CA |  | Operational | 1.3 | 1.3 | Alt | UNK | 0 |  | 2050-01-01 |  |  | Operational
355 | Daishowa America Hydroelectric 1 | USA | PNW | Not Given | WA |  | Operational | 12.67 | 12.67 | Alt | UNK | 0 |  | 2050-01-01 |  | 1988-01-01 | Operational
356 | Daishowa America Hydroelectric 2 | USA | PNW | Not Given | WA |  | Operational | 14.85 | 14.85 | Alt | UNK | 0 |  | 2050-01-01 |  | 1988-01-01 | Operational
360 | DAW Bend Mill | USA | PNW | Not Given | OR |  | Operational | 7.5 | 7.5 | Alt | UNK | 0 |  | 2050-01-01 |  | 1988-01-01 | Operational
363 | Decisions Investments Corp | USA | DSW | Oracle | AZ |  | Operational | 5.22 | 5.22 | Alt | UNK | 0 |  | 2050-01-01 |  | 1988-01-01 | Operational
367 | Delano Energy Co. Incorpor | USA | ZP26 | Delano | CA |  | Operational | 57.11 | 57.11 | Alt | BIO | 0 |  | 2050-01-01 |  |  | Operational
368 | Delta (CO) | USA | RM | Delta | CO |  | Operational | 2 | 1.85 | Gas | NG | 11860 |  | 2050-01-01 |  | 1956-01-01 | Operational
368 | Delta (CO) | USA | RM | Delta | CO |  | Operational | 1 | 1 | Gas | NG | 11860 |  | 2050-01-01 |  | 1949-01-01 | Operational
368 | Delta (CO) | USA | RM | Delta | CO |  | Operational | 0.13 | 0.13 | Oil | FO2 | 13700 |  | 2050-01-01 |  | 1937-01-01 | Operational
368 | Delta (CO) | USA | RM | Delta | CO |  | Operational | 0.13 | 0.13 | Oil | FO2 | 13700 |  | 2050-01-01 |  | 1937-01-01 | Operational
368 | Delta (CO) | USA | RM | Delta | CO |  | Operational | 0.17 | 0.17 | Oil | FO2 | 13700 |  | 2050-01-01 |  | 1938-01-01 | Operational
368 | Delta (CO) | USA | RM | Delta | CO |  | Operational | 0.4 | 0.4 | Gas | NG | 11860 |  | 2050-01-01 |  | 1939-01-01 | Operational
368 | Delta (CO) | USA | RM | Delta | CO |  | Operational | 1 | 1 | Gas | NG | 11860 |  | 2050-01-01 |  | 1945-01-01 | Operational
371 | Desert Peak Power Plant | USA | DSW | Sparks | NV |  | Operational | 11 | 9.9 | Alt | GST | 0 |  | 2050-01-01 |  | 1985-01-01 | Operational
375 | Dexzel | USA | ZP26 | Bakersfield | CA |  | Operational | 31.01 | 31.01 | Alt | UNK | 0 |  | 2050-01-01 |  |  | Operational
377 | Diablo Canyon | USA | ZP26 | Avila Beach | CA |  | Operational | 1073 | 1073 | Nuke | UR | 10455 |  | 2050-01-01 |  | 1985-05-01 | Operational
377 | Diablo Canyon | USA | ZP26 | Avila Beach | CA |  | Operational | 1087 | 1087 | Nuke | UR | 10503 |  | 2050-01-01 |  | 1986-03-01 | Operational
378 | Diamond Walnut | USA | NP15 | Stockton | CA |  | Operational | 4.5 | 4.5 | Alt | UNK | 0 |  | 2050-01-01 |  |  | Operational
381 | Dillard Complex | USA | PNW | Roseburg | OR |  | Operational | 51.5 | 51.5 | Alt | UNK | 0 |  | 2050-01-01 |  | 1988-01-01 | Operational
385 | Dinosaur Point | USA | NP15 | Not Given | CA |  | Operational | 17.44 | 17.44 | Alt | UNK | 0 |  | 2050-01-01 |  |  | Operational
386 | Dinuba Energy Inc | USA | NP15 | Dinuba | CA |  | Operational | 11.5 | 11.5 | Alt | UNK | 0 |  | 2050-01-01 |  |  | Operational
388 | Division | USA | SP15 | San Diego | CA |  | Operational | 19 | 16 | Oil | FO2 | 16000 |  | 2050-01-01 |  |  | Operational
388 | Division | USA | SP15 | San Diego | CA |  | Operational | 21.2 | 21.2 | Gas | GAS | 16000 |  | 2050-01-01 |  |  | Operational
391 | Dixie Valley | USA | DSW | Fallon | NV |  | Operational | 56 | 56 | Alt | UNK | 0 |  | 2050-01-01 |  | 1988-01-01 | Operational
392 | Dixie Valley Geothermal | USA | DSW | Not Given | NV |  | Operational | 25 | 25 | Alt | UNK | 0 |  | 2050-01-01 |  | 1988-01-01 | Operational
396 | Double C | USA | NP15 | Bakersfield | CA |  | Operational | 48 | 48 | Alt | UNK | 0 |  | 2050-01-01 |  |  | Operational
398 | Douglas (AZ) | USA | DSW | Not Given | AZ |  | Operational | 20.7 | 20.7 | Oil | FO2 | 13797 |  | 2050-01-01 |  | 1972-05-01 | Operational
399 | Downieville | USA | NP15 | Not Given | CA |  | Operational | 0.71 | 0.69 | Oil | FO2 | 13088 |  | 2050-01-01 |  |  | Operational
400 | Dragon Trail Gas Processing Pl | USA | RM | Not Given | CO |  | Operational | 1.23 | 1.23 | Alt | UNK | 0 |  | 2050-01-01 |  | 1988-01-01 | Operational
401 | Drake | USA | RM | Colorado Springs | CO |  | Operational | 133 | 133 | Coal | BIT | 10488 |  | 2050-01-01 |  | 1974-07-01 | Operational
401 | Drake | USA | RM | Colorado Springs | CO |  | Operational | 79 | 79 | Coal | BIT | 11421 |  | 2050-01-01 |  | 1968-10-01 | Operational
401 | Drake | USA | RM | Colorado Springs | CO |  | Operational | 47 | 47 | Coal | BIT | 11592 |  | 2050-01-01 |  | 1962-11-01 | Operational
415 | Dutch Flat 2 | USA | NP15 | Not Given | CA |  | Operational | 27.3 | 27.3 | Alt | UNK | 0 |  | 2050-01-01 |  |  | Operational
416 | Duwamish | USA | PNW | Not Given | WA |  | Operational | 80.36 | 69.7 | Gas | NG | 0 |  | 2050-01-01 |  | 1999-09-01 | Operational
418 | DYNAMIS COGEN | USA | NP15 | FRESNO | CA |  | Operational | 38 | 38 | Gas | NG | 0 |  | 2050-01-01 |  |  | Operational
419 | E F Oxnard (Oxnard Energy Facility) | USA | SP15 | Oxnard | CA |  | Operational | 48.5 | 48.5 | Gas | NG | 12531 |  | 2050-01-01 |  |  | Operational
426 | East Third Street Power Plant | USA | NP15 | Pittsburg | CA |  | Operational | 20.5 | 20.5 | Alt | UNK | 0 |  | 2050-01-01 |  |  | Operational
427 | Eastsound | USA | PNW | Not Given | WA |  | Operational | 0.4 | 0.4 | Oil | FO2 | 12432 |  | 2050-01-01 |  | 1948-01-01 | Operational
427 | Eastsound | USA | PNW | Not Given | WA |  | Operational | 0.4 | 0.4 | Oil | FO2 | 12432 |  | 2050-01-01 |  | 1948-01-01 | Operational
431 | El Cajon | USA | SP15 | Not Given | CA |  | Operational | 20 | 16 | Gas | NG | 16300 |  | 2050-01-01 |  |  | Operational
432 | El Centro | USA | SP15 | Imperial | CA |  | Operational | 48 | 48 | Gas | NG | 11500 |  | 2050-01-01 |  | 1957-11-01 | Operational
432 | El Centro | USA | SP15 | Imperial | CA |  | Operational | 80 | 80 | Gas | NG | 10000 |  | 2050-01-01 |  | 1968-08-01 | Operational
432 | El Centro | USA | SP15 | Imperial | CA |  | Operational | 115 | 115 | Gas | NG | 11800 |  | 2050-01-01 |  |  | Operational
433 | El Dorado | USA | DSW |  | NM |  | Operational | 197 | 182 | Gas | NG | 7100 |  | 2050-01-01 |  | 1999-11-01 | Operational
433 | El Dorado | USA | DSW |  | NM |  | Operational | 168 | 155 | Gas | NG | 7100 |  | 2050-01-01 |  | 1999-11-01 | Operational
433 | El Dorado | USA | DSW |  | NM |  | Operational | 168 | 155 | Gas | NG | 7100 |  | 2050-01-01 |  | 1999-11-01 | Operational
435 | El Dorado Hydro - Montgomery Creek | USA | NP15 | Montgomery Creek | CA |  | Operational | 2.6 | 2.6 | Alt | UNK | 0 |  | 2050-01-01 |  |  | Operational
436 | El Nido Biomass | USA | NP15 | Merced | CA |  | Operational | 12.5 | 12.5 | Alt | UNK | 0 |  | 2050-01-01 |  |  | Operational
437 | El Segundo | USA | SP15 | El Segundo | CA |  | Operational | 175 | 175 | Gas | NG | 10667 |  | 2050-01-01 |  | 1955-05-01 | Operational
437 | El Segundo | USA | SP15 | El Segundo | CA |  | Operational | 175 | 175 | Gas | NG | 10620 |  | 2050-01-01 |  | 1956-08-01 | Operational
437 | El Segundo | USA | SP15 | El Segundo | CA |  | Operational | 335 | 335 | Gas | NG | 9723 |  | 2050-01-01 |  | 1964-08-01 | Operational
437 | El Segundo | USA | SP15 | El Segundo | CA |  | Operational | 335 | 335 | Gas | NG | 9593 |  | 2050-01-01 |  | 1965-04-01 | Operational
438 | El Segundo Refinery | USA | SP15 | El Segundo | CA |  | Operational | 136.7 | 136.7 | Alt | UNK | 0 |  | 2050-01-01 |  |  | Operational
443 | Elk Basin Gasoline Plant | USA | PNW | Not Given | WY |  | Operational | 2.5 | 2.5 | Alt | UNK | 0 |  | 2050-01-01 |  | 1988-01-01 | Operational
446 | Elko (NV) | USA | PNW | Not Given | NV |  | Operational | 0.94 | 0.93 | Oil | FO2 | 0 |  | 2050-01-01 |  | 1949-01-01 | Operational
446 | Elko (NV) | USA | PNW | Not Given | NV |  | Operational | 1.36 | 1.34 | Oil | FO2 | 0 |  | 2050-01-01 |  | 1954-01-01 | Operational
446 | Elko (NV) | USA | PNW | Not Given | NV |  | Operational | 0.94 | 0.93 | Oil | FO2 | 0 |  | 2050-01-01 |  | 1947-01-01 | Operational
446 | Elko (NV) | USA | PNW | Not Given | NV |  | Operational | 0.45 | 0.44 | Oil | FO2 | 0 |  | 2050-01-01 |  | 1935-01-01 | Operational
447 | Ellingson Lumber Co. | USA | PNW | Not Given | OR |  | Operational | 2.8 | 2.8 | Alt | UNK | 0 |  | 2050-01-01 |  | 1988-01-01 | Operational
448 | Ellwood | USA | SP15 | Not Given | CA |  | Operational | 53 | 48 | Gas | NG | 14950 |  | 2050-01-01 |  |  | Operational
451 | Emmett Power Co. | USA | PNW | Emmett | ID |  | Operational | 14 | 14 | Alt | UNK | 0 |  | 2050-01-01 |  | 1988-01-01 | Operational
452 | Empire Facility | USA | DSW | Empire | NV |  | Operational | 4.8 | 4.8 | Alt | UNK | 0 |  | 2050-01-01 |  | 1988-01-01 | Operational
453 | Encina | USA | SP15 | Carlsbad | CA |  | Operational | 107 | 107 | Gas | NG | 10300 |  | 2050-01-01 |  | 1954-11-01 | Operational
453 | Encina | USA | SP15 | Carlsbad | CA |  | Operational | 104 | 104 | Gas | NG | 10300 |  | 2050-01-01 |  | 1956-07-01 | Operational
453 | Encina | USA | SP15 | Carlsbad | CA |  | Operational | 110 | 110 | Gas | NG | 10400 |  | 2050-01-01 |  | 1958-08-01 | Operational
453 | Encina | USA | SP15 | Carlsbad | CA |  | Operational | 300 | 300 | Gas | NG | 10200 |  | 2050-01-01 |  | 1973-11-01 | Operational
453 | Encina | USA | SP15 | Carlsbad | CA |  | Operational | 330 | 330 | Gas | NG | 9620 |  | 2050-01-01 |  | 1978-11-01 | Operational
453 | Encina | USA | SP15 | Carlsbad | CA |  | Operational | 18 | 16 | Gas | NG | 16800 |  | 2050-01-01 |  |  | Operational
454 | Encina Water Pollution Control | USA | SP15 | Carlsbad | CA |  | Operational | 1.43 | 1.43 | Alt | UNK | 0 |  | 2050-01-01 |  |  | Operational
455 | Encogen NW | USA | PNW | Bellingham | WA |  | Operational | 170.19 | 170.19 | Gas | NG | 10000 |  | 2050-01-01 |  | 1993-01-01 | Operational
456 | Energy Conversion Technology - CTV | USA | SP15 | Tehachapi | CA |  | Operational | 4 | 4 | Alt | UNK | 0 |  | 2050-01-01 |  |  | Operational
457 | Plains Escalante (NM) | USA | DSW | Prewitt | NM |  | In Planning Stage | 210 | 210 | Coal | SUB | 0 |  | 2050-01-01 |  | 2006-01-01 | In Planning Stage
457 | Plains Escalante (NM) | USA | DSW | Prewitt | NM |  | Operational | 235 | 235 | Coal | SUB | 10407 |  | 2050-01-01 |  | 1984-12-01 | Operational
458 | Escalante Micro-Energy Cogen I (UT) | USA | PNW | Magna | UT |  | Operational | 6 | 6 | Alt | UNK | 0 |  | 2050-01-01 |  | 1988-01-01 | Operational
460 | Etiwanda | USA | SP15 | Etiwanda | CA |  | Operational | 132 | 132 | Gas | NG | 11143 |  | 2050-01-01 |  | 1953-07-01 | Operational
460 | Etiwanda | USA | SP15 | Etiwanda | CA |  | Operational | 132 | 132 | Gas | NG | 11151 |  | 2050-01-01 |  | 1953-11-01 | Operational
460 | Etiwanda | USA | SP15 | Etiwanda | CA |  | Operational | 320 | 320 | Gas | NG | 9616 |  | 2050-01-01 |  | 1953-05-01 | Operational
460 | Etiwanda | USA | SP15 | Etiwanda | CA |  | Operational | 320 | 320 | Gas | NG | 9601 |  | 2050-01-01 |  | 1963-10-01 | Operational
460 | Etiwanda | USA | SP15 | Etiwanda | CA |  | Operational | 142 | 126 | Gas | NG | 20006 |  | 2050-01-01 |  | 1969-01-01 | Operational
462 | Evergreen Mill | USA | PNW | Not Given | OR |  | Operational | 5.43 | 5.43 | Alt | UNK | 0 |  | 2050-01-01 |  | 1988-01-01 | Operational
465 | FAA Air Route Traffic Control Center | USA | RM | Longmont | CO |  | Operational | 3.98 | 3.98 | Alt | UNK | 0 |  | 2050-01-01 |  | 1998-01-01 | Operational
466 | Fairhaven Power Co | USA | NP15 | Eureka | CA |  | Operational | 17.25 | 17.25 | Alt | WH | 0 |  | 2050-01-01 |  |  | Operational
469 | Fallon | USA | PNW | Not Given | NV |  | Operational | 1.8 | 1.7 | Oil | FO2 | 9803 |  | 2050-01-01 |  | 1966-01-01 | Operational
472 | Falls Creek Hydro | USA | PNW | Not Given | WA |  | Under Construction | 30 | 30 | Alt | GST | 0 |  | 2050-01-01 |  | 1999-03-01 | Under Construction
473 | Falls River Hydro | USA | PNW | Ashton | ID |  | Operational | 9.1 | 9.1 | Alt | UNK | 0 |  | 2050-01-01 |  | 1988-01-01 | Operational
474 | Far West | USA | PNW | Not Given | NV |  | Operational | 2 | 1 | Alt | GST | 23924 |  | 2050-01-01 |  | 1988-01-01 | Operational
474 | Far West | USA | PNW | Not Given | NV |  | Operational | 13 | 9 | Alt | GST | 23924 |  | 2050-01-01 |  | 1992-01-01 | Operational
474 | Far West | USA | PNW | Not Given | NV |  | Operational | 13 | 9 | Alt | GST | 23924 |  | 2050-01-01 |  | 1992-01-01 | Operational
474 | Far West | USA | PNW | Not Given | NV |  | Operational | 5 | 4 | Alt | GST | 23924 |  | 2050-01-01 |  | 1986-01-01 | Operational
477 | Feather River Plant | USA | NP15 | Oroville | CA |  | Operational | 7.5 | 7.5 | Alt | UNK | 0 |  | 2050-01-01 |  |  | Operational
478 | Federal Cogeneration Plant | USA | NP15 | Vernon | CA |  | Operational | 33 | 33 | Alt | UNK | 0 |  | 2050-01-01 |  |  | Operational
480 | Felt Hydroelectric Plant | USA | PNW | Not Given | ID |  | Operational | 7.5 | 7.5 | Alt | UNK | 0 |  | 2050-01-01 |  | 1988-01-01 | Operational
481 | Ferguson Ridge | USA | PNW | Not Given | OR |  | Operational | 1.9 | 1.9 | Alt | UNK | 0 |  | 2050-01-01 |  | 1988-01-01 | Operational
482 | Fibreboard Corporation | USA | NP15 | Not Given | CA |  | Operational | 3 | 3 | Alt | UNK | 0 |  | 2050-01-01 |  |  | Operational
484 | Fields Ranch Windfarm | USA | NP15 | Tracy | CA |  | Operational | 21.84 | 21.84 | Alt | UNK | 0 |  | 2050-01-01 |  |  | Operational
485 | Firth Cogeneration Project | USA | PNW | Firth | ID |  | Operational | 11.26 | 11.26 | Alt | UNK | 0 |  | 2050-01-01 |  | 1988-01-01 | Operational
487 | Fish Lake Geothermal Project | USA | DSW | Not Given | NV |  | Operational | 22 | 22 | Alt | UNK | 0 |  | 2050-01-01 |  | 1988-01-01 | Operational
493 | Flow Employees Partnership II | USA | NP15 | Tracy | CA |  | Operational | 2.53 | 2.53 | Alt | UNK | 0 |  | 2050-01-01 |  |  | Operational
503 | Ford Utilities Center | USA | DSW | Not Given | NM |  | Operational | 1.5 | 1.5 | Alt | UNK | 0 |  | 2050-01-01 |  | 1988-01-01 | Operational
505 | Fort Bragg Western Wood Produc | USA | NP15 | Not Given | CA |  | Operational | 15 | 15 | Alt | BIO | 0 |  | 2050-01-01 |  |  | Operational
506 | Fort Churchill | USA | PNW | Yerington | NV |  | Operational | 113 | 113 | Gas | NG | 10183 |  | 2050-01-01 |  | 1968-09-01 | Operational
506 | Fort Churchill | USA | PNW | Yerington | NV |  | Operational | 113 | 113 | Gas | NG | 10295 |  | 2050-01-01 |  | 1971-09-01 | Operational
507 | Fort Lupton | USA | RM | Fort Lupton | CO |  | Operational | 50 | 40 | Gas | NG | 13970 |  | 2050-01-01 |  | 1972-01-01 | Operational
507 | Fort Lupton | USA | RM | Fort Lupton | CO |  | Operational | 50 | 40 | Gas | NG | 14150 |  | 2050-01-01 |  | 1972-01-01 | Operational
508 | Fort St. Vrain | USA | RM | Platteville | CO |  | In Planning Stage | 214 | 214 | Gas | NG | 0 |  | 2050-01-01 |  | 2001-04-01 | In Planning Stage
508 | Fort St. Vrain | USA | RM | Platteville | CO |  | Operational | 242 | 241 | Gas | NG | 0 |  | 2050-01-01 |  | 1999-05-01 | Operational
508 | Fort St. Vrain | USA | RM | Platteville | CO |  | Operational | 246 | 229 | Gas | NG | 0 |  | 2050-01-01 |  | 1998-05-01 | Operational
510 | Foster Wheeler Martinez Incor | USA | NP15 | Martinez | CA |  | Operational | 113.5 | 113.5 | Alt | UNK | 0 |  | 2050-01-01 |  |  | Operational
512 | Four Corners | USA | DSW | Fruitland | NM |  | Operational | 170 | 170 | Coal | BIT | 10750 |  | 2050-01-01 |  | 1963-05-01 | Operational
512 | Four Corners | USA | DSW | Fruitland | NM |  | Operational | 740 | 740 | Coal | BIT | 9661 |  | 2050-01-01 |  | 1970-07-01 | Operational
512 | Four Corners | USA | DSW | Fruitland | NM |  | Operational | 740 | 740 | Coal | BIT | 9661 |  | 2050-01-01 |  | 1969-07-01 | Operational
512 | Four Corners | USA | DSW | Fruitland | NM |  | Operational | 170 | 170 | Coal | BIT | 10750 |  | 2050-01-01 |  | 1963-06-01 | Operational
512 | Four Corners | USA | DSW | Fruitland | NM |  | Operational | 220 | 220 | Coal | BIT | 11029 |  | 2050-01-01 |  | 1964-08-01 | Operational
513 | FPB Cogen Facility | USA | SP15 | Los Angeles | CA |  | Operational | 32.89 | 32.89 | Alt | Oil/Gas | 0 |  | 2050-01-01 |  |  | Operational
517 | Frederickson | USA | PNW | Not Given | WA |  | Operational | 89 | 79 | Gas | NG | 10600 |  | 2050-01-01 |  | 1981-11-01 | Operational
517 | Frederickson | USA | PNW | Not Given | WA |  | Operational | 89 | 79 | Gas | NG | 10600 |  | 2050-01-01 |  | 1981-11-01 | Operational
518 | Fredonia (WA) | USA | PNW | Not Given | WA |  | Operational | 123.64 | 108 | Gas | NG | 10711 |  | 2050-01-01 |  | 1984-05-01 | Operational
518 | Fredonia (WA) | USA | PNW | Not Given | WA |  | Operational | 123.64 | 108 | Gas | NG | 10711 |  | 2050-01-01 |  | 1984-05-01 | Operational
520 | French | USA | PNW | Rapid City | SD |  | Operational | 21.6 | 21.6 | Coal | SUB | 12070 |  | 2050-01-01 |  | 1961-01-01 | Operational
520 | French | USA | PNW | Rapid City | SD |  | Operational | 2 | 2 | Oil | FO2 | 9240 |  | 2050-01-01 |  | 1965-07-01 | Operational
520 | French | USA | PNW | Rapid City | SD |  | Operational | 2 | 2 | Oil | FO2 | 9240 |  | 2050-01-01 |  | 1965-07-01 | Operational
520 | French | USA | PNW | Rapid City | SD |  | Operational | 2 | 2 | Oil | FO2 | 9240 |  | 2050-01-01 |  | 1965-07-01 | Operational
520 | French | USA | PNW | Rapid City | SD |  | Operational | 2 | 2 | Oil | FO2 | 9240 |  | 2050-01-01 |  | 1965-07-01 | Operational
520 | French | USA | PNW | Rapid City | SD |  | Operational | 25 | 17 | Oil | FO2 | 12490 |  | 2050-01-01 |  | 1979-06-01 | Operational
520 | French | USA | PNW | Rapid City | SD |  | Operational | 25 | 17 | Oil | FO2 | 12370 |  | 2050-01-01 |  | 1978-06-01 | Operational
520 | French | USA | PNW | Rapid City | SD |  | Operational | 25 | 17 | Oil | FO2 | 12370 |  | 2050-01-01 |  | 1977-08-01 | Operational
520 | French | USA | PNW | Rapid City | SD |  | Operational | 25 | 17 | Oil | FO2 | 12370 |  | 2050-01-01 |  | 1977-07-01 | Operational
520 | French | USA | PNW | Rapid City | SD |  | Operational | 2 | 2 | Oil | FO2 | 9240 |  | 2050-01-01 |  | 1965-07-01 | Operational
523 | Fresno Cogeneration Partners | USA | NP15 | San Joaquin | CA |  | Operational | 28.39 | 28.39 | Alt | UNK | 0 |  | 2050-01-01 |  |  | Operational
524 | Friant Hydro Facility | USA | NP15 | Not Given | CA |  | Operational | 25 | 25 | Alt | UNK | 0 |  | 2050-01-01 |  |  | Operational
526 | FRITO-LAY | USA | SP15 | Bakersfield | CA |  | Operational | 6 | 6 | Gas | NG | 0 |  | 2050-01-01 |  |  | Operational
527 | Fruita | USA | RM | Fruita | CO |  | Operational | 20 | 17 | Gas | NG | 14820 |  | 2050-01-01 |  | 1973-01-01 | Operational
529 | Gabbs | USA | PNW | Not Given | NV |  | Operational | 2.75 | 2.4 | Oil | FO2 | 11803 |  | 2050-01-01 |  | 1968-01-01 | Operational
529 | Gabbs | USA | PNW | Not Given | NV |  | Operational | 2.75 | 2.4 | Oil | FO2 | 11803 |  | 2050-01-01 |  | 1968-01-01 | Operational
530 | Gadsby | USA | PNW | Salt Lake City | UT |  | Operational | 100 | 100 | Gas | NG | 10500 |  | 2050-01-01 |  | 1955-06-01 | Operational
530 | Gadsby | USA | PNW | Salt Lake City | UT |  | Operational | 75 | 75 | Coal | BIT | 11200 |  | 2050-01-01 |  | 1952-12-01 | Operational
530 | Gadsby | USA | PNW | Salt Lake City | UT |  | Operational | 60 | 60 | Gas | NG | 11500 |  | 2050-01-01 |  | 1951-09-01 | Operational
533 | Gardner (NV) | USA | DSW | Moapa | NV |  | Operational | 110 | 110 | Coal | BIT | 10900 |  | 2050-01-01 |  | 1976-05-01 | Operational
533 | Gardner (NV) | USA | DSW | Moapa | NV |  | Operational | 275 | 275 | Coal | BIT | 10400 |  | 2050-01-01 |  | 1983-07-01 | Operational
533 | Gardner (NV) | USA | DSW | Moapa | NV |  | Operational | 110 | 110 | Coal | BIT | 10400 |  | 2050-01-01 |  | 1968-06-01 | Operational
533 | Gardner (NV) | USA | DSW | Moapa | NV |  | Operational | 110 | 110 | Coal | BIT | 10600 |  | 2050-01-01 |  | 1965-06-01 | Operational
535 | Gas Generation | USA | PNW | Not Given | UT |  | Operational | 0.75 | 0.75 | Gas | NG | 10000 |  | 2050-01-01 |  | 1990-12-01 | Operational
535 | Gas Generation | USA | PNW | Not Given | UT |  | Operational | 1.5 | 1.5 | Gas | NG | 10000 |  | 2050-01-01 |  | 1991-12-01 | Operational
535 | Gas Generation | USA | PNW | Not Given | UT |  | Operational | 0.75 | 0.75 | Gas | NG | 0 |  | 2050-01-01 |  | 1998-12-01 | Operational
535 | Gas Generation | USA | PNW | Not Given | UT |  | Operational | 0.65 | 0.65 | Gas | NG | 10000 |  | 2050-01-01 |  | 1987-12-01 | Operational
535 | Gas Generation | USA | PNW | Not Given | UT |  | Operational | 0.65 | 0.65 | Gas | NG | 10000 |  | 2050-01-01 |  | 1987-12-01 | Operational
535 | Gas Generation | USA | PNW | Not Given | UT |  | Operational | 0.65 | 0.65 | Gas | NG | 10000 |  | 2050-01-01 |  | 1987-12-01 | Operational
535 | Gas Generation | USA | PNW | Not Given | UT |  | Operational | 0.65 | 0.65 | Gas | NG | 10000 |  | 2050-01-01 |  | 1987-12-01 | Operational
535 | Gas Generation | USA | PNW | Not Given | UT |  | Operational | 1.6 | 1.6 | Oil | FO2 | 10000 |  | 2050-01-01 |  | 1996-04-01 | Operational
536 | GAS RECOVERY SYSTEMS (MENLO PARK) | USA | NP15 | Menlo Park | CA |  | Operational | 2 | 2 | Gas | GAS | 0 |  | 2050-01-01 |  |  | Operational
537 | Gas Utilization Facility | USA | SP15 | San Diego | CA |  | Operational | 2.6 | 2.6 | Alt | UNK | 0 |  | 2050-01-01 |  |  | Operational
539 | Gaviota Oil Plant | USA | SP15 | Goleta | CA |  | Operational | 17.5 | 17.5 | Alt | UNK | 0 |  | 2050-01-01 |  |  | Operational
540 | Gaylord Container Corporation | USA | NP15 | Antioch | CA |  | Operational | 46 | 46 | Gas | NG | 16091 |  | 2050-01-01 |  |  | Operational
542 | GEM-I (McCabe) | USA | SP15 | Holtville | CA |  | Operational | 13 | 13 | Alt | UNK | 0 |  | 2050-01-01 |  |  | Operational
543 | GEM-II | USA | SP15 | Holtville | CA |  | Operational | 20 | 20 | Alt | GEO | 0 |  | 2050-01-01 |  |  | Operational
544 | GEM-III | USA | SP15 | Holtville | CA |  | Operational | 20 | 20 | Alt | GEO | 0 |  | 2050-01-01 |  |  | Operational
545 | General Mills Inc Lodi Plnt | USA | NP15 | Lodi | CA |  | Operational | 4.69 | 4.69 | Alt | UNK | 0 |  | 2050-01-01 |  |  | Operational
546 | Generic CC | USA | DSW | Not Given | AZ |  | Operational | 203 | 203 | Gas | NG | 0 |  | 2050-01-01 |  |  | Operational
548 | Generic CT | USA | DSW | Not Given | AZ |  | Operational | 156.6 | 156.6 | Gas | NG | 0 |  | 2050-01-01 |  | 1999-06-01 | Operational
551 | Geneva Steel | USA | PNW | Not Given | UT |  | Operational | 50 | 50 | Alt | UNK | 0 |  | 2050-01-01 |  | 1988-01-01 | Operational
552 | Geo. Plant 1 | USA | NP15 | Not Given | CA |  | Operational | 59 | 59 | Alt | GST | 17369 |  | 2050-01-01 |  |  | Operational
552 | Geo. Plant 1 | USA | NP15 | Not Given | CA |  | Operational | 59 | 59 | Alt | GST | 17065 |  | 2050-01-01 |  |  | Operational
553 | Geo. Plant 2 | USA | NP15 | Not Given | CA |  | Operational | 60 | 60 | Alt | GST | 18519 |  | 2050-01-01 |  |  | Operational
553 | Geo. Plant 2 | USA | NP15 | Not Given | CA |  | Operational | 60 | 60 | Alt | GST | 18735 |  | 2050-01-01 |  |  | Operational
554 | George Birdsall | USA | RM | Colorado Springs | CO |  | Operational | 23 | 23 | Gas | NG | 13500 |  | 2050-01-01 |  | 1957-03-01 | Operational
554 | George Birdsall | USA | RM | Colorado Springs | CO |  | Operational | 17 | 17 | Gas | NG | 13500 |  | 2050-01-01 |  | 1954-03-01 | Operational
554 | George Birdsall | USA | RM | Colorado Springs | CO |  | Operational | 16 | 16 | Gas | NG | 13500 |  | 2050-01-01 |  | 1953-08-01 | Operational
555 | George Meyers Pool | USA | RM | Not Given | CO |  | Operational | 0.1 | 0.1 | Gas | NG | 0 |  | 2050-01-01 |  | 1985-01-01 | Operational
558 | Geothermal Resource - PGE | USA | PNW | Not Given | OR |  | Operational | 24 | 24 | Alt | GST | 0 |  | 2050-01-01 |  | 1998-07-01 | Operational
559 | GES-KMS III GP | USA | SP15 | Not Given | CA |  | Operational | 7 | 7 | Alt | UNK | 0 |  | 2050-01-01 |  |  | Operational
560 | Gianera | USA | NP15 | Santa Clara | CA |  | Operational | 32 | 26 | Gas | NG | 12680 |  | 2050-01-01 |  |  | Operational
560 | Gianera | USA | NP15 | Santa Clara | CA |  | Operational | 32 | 26 | Gas | NG | 12680 |  | 2050-01-01 |  |  | Operational
561 | Gila Bend | USA | DSW | Not Given | AZ |  | Operational | 73 | 73 | Gas | NG | 0 |  | 2050-01-01 |  |  | Operational
561 | Gila Bend | USA | DSW | Not Given | AZ |  | Operational | 73 | 73 | Gas | NG | 0 |  | 2050-01-01 |  |  | Operational
561 | Gila Bend | USA | DSW | Not Given | AZ |  | In Planning Stage | 148 | 148 | Gas | GAS | 0 |  | 2050-01-01 |  | 2002-10-01 | In Planning Stage
561 | Gila Bend | USA | DSW | Not Given | AZ |  | In Planning Stage | 148 | 148 | Gas | GAS | 0 |  | 2050-01-01 |  | 2003-06-01 | In Planning Stage
561 | Gila Bend | USA | DSW | Not Given | AZ |  | Operational | 203 | 203 | Gas | NG | 0 |  | 2050-01-01 |  |  | Operational
562 | Gilroy Energy Co. | USA | NP15 | Gilroy | CA |  | Operational | 130 | 130 | Gas | NG | 8190 |  | 2050-01-01 |  |  | Operational
567 | Glenns Ferry Cogeneration Proj | USA | PNW | Glenns Ferry | ID |  | Operational | 10 | 10 | Alt | UNK | 0 |  | 2050-01-01 |  | 1988-01-01 | Operational
568 | Glenwood Springs Salt Project | USA | RM | Aurora | CO |  | Operational | 34 | 34 | Alt | UNK | 0 |  | 2050-01-01 |  | 1988-01-01 | Operational
569 | Goaline LP | USA | SP15 | Escondido | CA |  | Operational | 51.41 | 51.41 | Gas | NG | 7835 |  | 2050-01-01 |  |  | Operational
571 | Golden Plant | USA | RM | Golden | CO |  | Operational | 35 | 35 | Gas | NG | 0 |  | 2050-01-01 |  | 1992-01-01 | Operational
573 | Goose Creek | USA | PNW | New Meadows | ID |  | Operational | 4 | 4 | Alt | UNK | 0 |  | 2050-01-01 |  | 1988-01-01 | Operational
575 | Gorge Energy Div-SDS Lumber Co | USA | PNW | Bingen | WA |  | Operational | 8.5 | 8.5 | Alt | UNK | 0 |  | 2050-01-01 |  | 1988-01-01 | Operational
578 | Gould Electronics - Foil Divis | USA | DSW | Chandler | AZ |  | Operational | 1.05 | 1.05 | Alt | UNK | 0 |  | 2050-01-01 |  | 1988-01-01 | Operational
583 | Grant Village | USA | PNW | Not Given | MT |  | Operational | 1.6 | 1.6 | Oil | FO2 | 0 |  | 2050-01-01 |  | 1994-07-01 | Operational
583 | Grant Village | USA | PNW | Not Given | MT |  | Operational | 1.6 | 1.6 | Oil | FO2 | 0 |  | 2050-01-01 |  | 1994-07-01 | Operational
584 | Grayson | USA | SP15 | Glendale | CA |  | Operational | 19 | 19 | Gas | NG | 13000 |  | 2050-01-01 |  |  | Operational
584 | Grayson | USA | SP15 | Glendale | CA |  | Operational | 44 | 44 | Gas | NG | 11600 |  | 2050-01-01 |  |  | Operational
584 | Grayson | USA | SP15 | Glendale | CA |  | Operational | 42 | 42 | Gas | NG | 10500 |  | 2050-01-01 |  |  | Operational
584 | Grayson | USA | SP15 | Glendale | CA |  | Operational | 18 | 18 | Gas | NG | 13000 |  | 2050-01-01 |  |  | Operational
584 | Grayson | USA | SP15 | Glendale | CA |  | Operational | 21 | 21 | Gas | NG | 12500 |  | 2050-01-01 |  |  | Operational
584 | Grayson | USA | SP15 | Glendale | CA |  | Operational | 85 | 85 | Gas | NG | 13000 |  | 2050-01-01 |  |  | Operational
587 | Green River Wy Plt. | USA | PNW | Green River | WY |  | Operational | 32 | 32 | Alt | WH | 0 |  | 2050-01-01 |  | 1988-01-01 | Operational
589 | Greenleaf Unit One | USA | NP15 | Yuba City | CA |  | Operational | 49 | 49 | Gas | NG | 9500 |  | 2050-01-01 |  |  | Operational
590 | Greenleaf Unit Two | USA | NP15 | Yuba City | CA |  | Operational | 49.5 | 49.5 | Gas | NG | 12531 |  | 2050-01-01 |  |  | Operational
594 | Gross Hydro Plant | USA | RM | Not Given | CO |  | Operational | 7.88 | 7.88 | Alt | UNK | 0 |  | 2050-01-01 |  | 1988-01-01 | Operational
595 | Grossmont Hospital | USA | SP15 | La Mesa | CA |  | Operational | 1.6 | 1.6 | Alt | UNK | 0 |  | 2050-01-01 |  |  | Operational
596 | Ground Water Pumping Station | USA | PNW | Portland | OR |  | Operational | 5.4 | 5.4 | Alt | UNK | 0 |  | 2050-01-01 |  | 1988-01-01 | Operational
597 | Growers Cogeneration Plant | USA | SP15 | Vernon | CA |  | Operational | 33 | 33 | Alt | UNK | 0 |  | 2050-01-01 |  |  | Operational
598 | Guadalupe Power Plant | USA | NP15 | San Jose | CA |  | Operational | 2.5 | 2.5 | Alt | Landfill | 0 |  | 2050-01-01 |  |  | Operational
610 | Hanford | USA | SP15 | Hanford | CA |  | Operational | 27 | 27 | Coal | Coal/Petro | 0 |  | 2050-01-01 |  |  | Operational
612 | Harbor Cogeneration Co. | USA | SP15 | Wilmington | CA |  | Operational | 81.79 | 81.79 | Alt | Oil/Gas | 0 |  | 2050-01-01 |  |  | Operational
613 | Harbor Generating Station | USA | SP15 | Wilmington | CA |  | Operational | 240 | 240 | Gas | NG | 0 |  | 2050-01-01 |  |  | Operational
613 | Harbor Generating Station | USA | SP15 | Wilmington | CA |  | Operational | 19 | 19 | Gas | NG | 15000 |  | 2050-01-01 |  |  | Operational
613 | Harbor Generating Station | USA | SP15 | Wilmington | CA |  | Operational | 19 | 19 | Gas | NG | 15000 |  | 2050-01-01 |  |  | Operational
615 | Harder Hydro-Little Paloose | USA | PNW | Kahlotus | WA |  | Operational | 5 | 5 | Alt | UNK | 0 |  | 2050-01-01 |  | 1988-01-01 | Operational
616 | Harry Allen | USA | DSW | Las Vegas | NV |  | Operational | 70 | 70 | Gas | NG | 0 |  | 2050-01-01 |  | 1995-06-01 | Operational
621 | Haxtun | USA | RM | Not Given | CO |  | Operational | 0.27 | 0.27 | Oil | FO2 | 0 |  | 2050-01-01 |  | 1947-01-01 | Operational
622 | Hayden | USA | RM | Hayden | CO |  | Operational | 262 | 262 | Coal | BIT | 10520 |  | 2050-01-01 |  | 1976-09-01 | Operational
622 | Hayden | USA | RM | Hayden | CO |  | Operational | 184 | 184 | Coal | BIT | 10520 |  | 2050-01-01 |  | 1965-07-01 | Operational
623 | Hayfork Facility | USA | NP15 | Not Given | CA |  | Operational | 8.82 | 8.82 | Alt | UNK | 0 |  | 2050-01-01 |  |  | Operational
624 | Haynes Generating Station | USA | SP15 | Long Beach | CA |  | Operational | 222 | 222 | Gas | NG | 9403 |  | 2050-01-01 |  | 1962-09-01 | Operational
624 | Haynes Generating Station | USA | SP15 | Long Beach | CA |  | Operational | 222 | 222 | Gas | NG | 9578 |  | 2050-01-01 |  | 1963-04-01 | Operational
624 | Haynes Generating Station | USA | SP15 | Long Beach | CA |  | Operational | 222 | 222 | Gas | NG | 9499 |  | 2050-01-01 |  | 1964-07-01 | Operational
624 | Haynes Generating Station | USA | SP15 | Long Beach | CA |  | Operational | 222 | 222 | Gas | NG | 9062 |  | 2050-01-01 |  | 1965-02-01 | Operational
624 | Haynes Generating Station | USA | SP15 | Long Beach | CA |  | Operational | 341 | 341 | Gas | NG | 9543 |  | 2050-01-01 |  | 1966-08-01 | Operational
624 | Haynes Generating Station | USA | SP15 | Long Beach | CA |  | Operational | 341 | 341 | Gas | NG | 8727 |  | 2050-01-01 |  | 1967-03-01 | Operational
632 | Heber Geothermal Co. | USA | SP15 | Heber | CA |  | Operational | 52 | 52 | Alt | GST | 0 |  | 2050-01-01 |  |  | Operational
633 | Hedge PV | USA | NP15 | Not Given | CA |  | Operational | 0.2 | 0.2 | Alt | SUN | 0 |  | 2050-01-01 |  |  | Operational
638 | Helzel and Schwarzhoff | USA | SP15 | Tehachapi | CA |  | Operational | 1.8 | 1.8 | Alt | UNK | 0 |  | 2050-01-01 |  |  | Operational
639 | Hermiston Generating Co. | USA | PNW | Hermiston | OR |  | Operational | 469 | 469 | Gas | NG | 7100 |  | 2050-01-01 |  | 1996-07-01 | Operational
640 | Hershey Chocolate USA | USA | NP15 | Oakdale | CA |  | Operational | 6.2 | 6.2 | Alt | Oil/Gas | 0 |  | 2050-01-01 |  |  | Operational
642 | Hidalgo Smelter | USA | DSW | Playas | NM |  | Operational | 39 | 39 | Alt | UNK | 0 |  | 2050-01-01 |  | 1988-01-01 | Operational
644 | High Sierra | USA | ZP26 | Bakersfield | CA |  | Operational | 48 | 48 | Alt | NG | 9895 |  | 2050-01-01 |  |  | Operational
645 | Highgrove | USA | SP15 | Colton | CA |  | Operational | 32.5 | 32 | Gas | NG | 13280 |  | 2050-01-01 |  |  | Operational
645 | Highgrove | USA | SP15 | Colton | CA |  | Operational | 32.5 | 33 | Gas | NG | 13280 |  | 2050-01-01 |  |  | Operational
645 | Highgrove | USA | SP15 | Colton | CA |  | Operational | 44.5 | 44 | Gas | NG | 12320 |  | 2050-01-01 |  |  | Operational
645 | Highgrove | USA | SP15 | Colton | CA |  | Operational | 44.5 | 45 | Gas | NG | 12300 |  | 2050-01-01 |  |  | Operational
650 | Holly | USA | RM | Holly | CO |  | Operational | 0.8 | 0.75 | Oil | FO1 | 14005 |  | 2050-01-01 |  | 1993-01-01 | Operational
650 | Holly | USA | RM | Holly | CO |  | Operational | 0.35 | 0.33 | Oil | FO1 | 14005 |  | 2050-01-01 |  | 1987-03-01 | Operational
650 | Holly | USA | RM | Holly | CO |  | Operational | 0.25 | 0.25 | Gas | NG | 14005 |  | 2050-01-01 |  | 1950-01-01 | Operational
650 | Holly | USA | RM | Holly | CO |  | Operational | 0.25 | 0.25 | Gas | NG | 14005 |  | 2050-01-01 |  | 1950-01-01 | Operational
652 | Holyoke | USA | RM | Holyoke | CO |  | Operational | 0.48 | 0.48 | Oil | FO2 | 0 |  | 2050-01-01 |  | 1940-01-01 | Operational
652 | Holyoke | USA | RM | Holyoke | CO |  | Operational | 0.18 | 0.18 | Oil | FO2 | 0 |  | 2050-01-01 |  | 1933-01-01 | Operational
652 | Holyoke | USA | RM | Holyoke | CO |  | Operational | 0.3 | 0.3 | Oil | FO2 | 0 |  | 2050-01-01 |  | 1937-01-01 | Operational
653 | Honey Lake Power Plant | USA | NP15 | Wendel | CA |  | Operational | 36.2 | 36.2 | Alt | BIO | 0 |  | 2050-01-01 |  |  | Operational
661 | Humboldt Bay & Mobile | USA | NP15 | Eureka | CA |  | Operational | 15 | 15 | Oil | OIL | 0 |  | 2050-01-01 |  |  | Operational
661 | Humboldt Bay & Mobile | USA | NP15 | Eureka | CA |  | Operational | 15 | 15 | Oil | FO2 | 14000 |  | 2050-01-01 |  |  | Operational
661 | Humboldt Bay & Mobile | USA | NP15 | Eureka | CA |  | Operational | 15 | 15 | Oil | FO2 | 14000 |  | 2050-01-01 |  |  | Operational
661 | Humboldt Bay & Mobile | USA | NP15 | Eureka | CA |  | Operational | 52 | 52 | Gas | NG | 11913 |  | 2050-01-01 |  |  | Operational
661 | Humboldt Bay & Mobile | USA | NP15 | Eureka | CA |  | Operational | 53 | 53 | Gas | NG | 12352 |  | 2050-01-01 |  |  | Operational
662 | Humboldt Pulp Mill | USA | NP15 | Samoa | CA |  | Operational | 27.9 | 27.9 | Alt | UNK | 0 |  | 2050-01-01 |  |  | Operational
664 | Hunter | USA | PNW | Castle Dale | UT |  | Operational | 395 | 395 | Coal | BIT | 9950 |  | 2050-01-01 |  | 1983-06-01 | Operational
664 | Hunter | USA | PNW | Castle Dale | UT |  | Operational | 415 | 415 | Coal | BIT | 9950 |  | 2050-01-01 |  | 1978-06-01 | Operational
664 | Hunter | USA | PNW | Castle Dale | UT |  | Operational | 415.01 | 415.01 | Coal | BIT | 9950 |  | 2050-01-01 |  | 1980-06-01 | Operational
665 | Hunters Point | USA | NP15 | San Francisco | CA |  | Operational | 107 | 107 | Gas | NG | 13134 |  | 2050-01-01 |  | 1948-12-01 | Operational
665 | Hunters Point | USA | NP15 | San Francisco | CA |  | Operational | 107 | 107 | Gas | NG | 12582 |  | 2050-01-01 |  | 1949-01-01 | Operational
665 | Hunters Point | USA | NP15 | San Francisco | CA |  | Operational | 163 | 163 | Gas | NG | 9759 |  | 2050-01-01 |  | 1958-01-01 | Operational
665 | Hunters Point | USA | NP15 | San Francisco | CA |  | Operational | 52 | 52 | Oil | FO2 | 12080 |  | 2050-01-01 |  |  | Operational
666 | Huntington | USA | PNW | Huntington | UT |  | Operational | 455 | 455 | Coal | BIT | 9700 |  | 2050-01-01 |  | 1974-07-01 | Operational
666 | Huntington | USA | PNW | Huntington | UT |  | Operational | 440 | 440 | Coal | BIT | 9800 |  | 2050-01-01 |  | 1977-06-01 | Operational
667 | Huntington Beach | USA | SP15 | Huntington Beach | CA |  | Operational | 215 | 215 | Gas | NG | 9613 |  | 2050-01-01 |  | 1958-06-01 | Operational
667 | Huntington Beach | USA | SP15 | Huntington Beach | CA |  | Operational | 215 | 215 | Gas | NG | 9775 |  | 2050-01-01 |  | 1958-12-01 | Operational
667 | Huntington Beach | USA | SP15 | Huntington Beach | CA |  | Operational | 147 | 133 | Gas | NG | 19997 |  | 2050-01-01 |  | 1969-04-01 | Operational
668 | Hutchinson Creek | USA | PNW | Not Given | WA |  | Operational | 1 | 1 | Alt | UNK | 0 |  | 2050-01-01 |  | 1988-01-01 | Operational
670 | Hydro I Inc | USA | PNW | Jerome | ID |  | Operational | 1.2 | 1.2 | Alt | UNK | 0 |  | 2050-01-01 |  | 1988-01-01 | Operational
676 | IBM San Jose Standby Generator | USA | NP15 | San Jose | CA |  | Operational | 52.23 | 52.23 | Alt | UNK | 0 |  | 2050-01-01 |  |  | Operational
680 | Ignacio Gasoline Plant | USA | RM | Durango | CO |  | Operational | 6 | 6 | Gas | NG | 0 |  | 2050-01-01 |  | 1985-01-01 | Operational
681 | Imperial Resource Recovery | USA | SP15 | Imperial | CA |  | Operational | 15.35 | 15.35 | Alt | UNK | 0 |  | 2050-01-01 |  |  | Operational
684 | Intermountain Generating | USA | SP15 | Delta | UT |  | Operational | 830 | 820 | Coal | BIT | 9717 |  | 2050-01-01 |  | 1987-05-01 | Operational
684 | Intermountain Generating | USA | SP15 | Delta | UT |  | Operational | 830 | 820 | Coal | BIT | 9700 |  | 2050-01-01 |  | 1986-06-01 | Operational
685 | Intermountain Refining Co. | USA | DSW | Fredonia | AZ |  | Operational | 3 | 3 | Alt | REF | 0 |  | 2050-01-01 |  | 1985-09-01 | Operational
688 | Irvington | USA | DSW | Tucson | AZ |  | Operational | 81 | 81 | Gas | NG | 9864 |  | 2050-01-01 |  | 1958-12-01 | Operational
688 | Irvington | USA | DSW | Tucson | AZ |  | Operational | 81 | 81 | Gas | NG | 10182 |  | 2050-01-01 |  | 1960-10-01 | Operational
688 | Irvington | USA | DSW | Tucson | AZ |  | Operational | 105 | 105 | Gas | NG | 10822 |  | 2050-01-01 |  | 1962-06-01 | Operational
688 | Irvington | USA | DSW | Tucson | AZ |  | Operational | 156 | 156 | Coal | SUB | 10219 |  | 2050-01-01 |  | 1967-07-01 | Operational
688 | Irvington | USA | DSW | Tucson | AZ |  | Operational | 24 | 24 | Gas | NG | 15000 |  | 2050-01-01 |  | 1972-12-01 | Operational
688 | Irvington | USA | DSW | Tucson | AZ |  | Operational | 25 | 25 | Gas | NG | 15000 |  | 2050-01-01 |  | 1974-06-01 | Operational
688 | Irvington | USA | DSW | Tucson | AZ |  | Operational | 25 | 25 | Gas | NG | 15000 |  | 2050-01-01 |  | 1972-12-01 | Operational
692 | J J Elmore | USA | SP15 | Calipatria | CA |  | Operational | 35.8 | 35.8 | Alt | GEO | 0 |  | 2050-01-01 |  |  | Operational
693 | J M Leathers | USA | SP15 | Calipatria | CA |  | Operational | 35.8 | 35.8 | Alt | GEO | 0 |  | 2050-01-01 |  |  | Operational
694 | J R Wood Inc. | USA | NP15 | Atwater | CA |  | Operational | 1.05 | 1.05 | Alt | UNK | 0 |  | 2050-01-01 |  |  | Operational
699 | Jackson Valley Energy L/P | USA | NP15 | Ione | CA |  | Operational | 18.5 | 18.5 | Coal | Coal | 0 |  | 2050-01-01 |  |  | Operational
701 | James River (OR) | USA | PNW | Not Given | OR |  | Operational | 27 | 27 | Gas | NG | 0 |  | 2050-01-01 |  | 1996-03-01 | Operational
702 | James River Corp. | USA | PNW | Not Given | WA |  | Operational | 52 | 52 | Gas | NG | 0 |  | 2050-01-01 |  | 1996-01-01 | Operational
704 | Jefferson Smurfit/Container Co | USA | SP15 | Santa Clara | CA |  | Operational | 26.8 | 26.8 | Alt | Oil/Gas | 0 |  | 2050-01-01 |  |  | Operational
711 | Johnston | USA | PNW | Glenrock | WY |  | Operational | 330 | 330 | Coal | SUB | 10500 |  | 2050-01-01 |  | 1972-07-01 | Operational
711 | Johnston | USA | PNW | Glenrock | WY |  | Operational | 230 | 230 | Coal | SUB | 10700 |  | 2050-01-01 |  | 1964-12-01 | Operational
711 | Johnston | USA | PNW | Glenrock | WY |  | Operational | 106 | 106 | Coal | SUB | 10900 |  | 2050-01-01 |  | 1961-01-01 | Operational
711 | Johnston | USA | PNW | Glenrock | WY |  | Operational | 106 | 106 | Coal | SUB | 10600 |  | 2050-01-01 |  | 1959-02-01 | Operational
714 | JRW Assoc. L/P | USA | NP15 | Winton | CA |  | Operational | 10.4 | 10.4 | Alt | UNK | 0 |  | 2050-01-01 |  |  | Operational
716 | Julesburg | USA | RM | Julesburg | CO |  | Operational | 0.23 | 0.23 | Oil | FO2 | 0 |  | 2050-01-01 |  | 1946-04-01 | Operational
716 | Julesburg | USA | RM | Julesburg | CO |  | Operational | 1.17 | 1.17 | Oil | FO2 | 0 |  | 2050-01-01 |  | 1964-12-01 | Operational
716 | Julesburg | USA | RM | Julesburg | CO |  | Operational | 0.23 | 0.23 | Oil | FO2 | 0 |  | 2050-01-01 |  | 1945-02-01 | Operational
716 | Julesburg | USA | RM | Julesburg | CO |  | Operational | 0.75 | 0.75 | Oil | FO2 | 0 |  | 2050-01-01 |  | 1949-07-01 | Operational
716 | Julesburg | USA | RM | Julesburg | CO |  | Operational | 0.75 | 0.75 | Oil | FO2 | 0 |  | 2050-01-01 |  | 1951-11-01 | Operational
717 | Justice Center Cogen | USA | RM | Not Given | CO |  | Operational | 0.26 | 0.26 | Gas | NG | 0 |  | 2050-01-01 |  | 1986-01-01 | Operational
718 | Kaiser FC | USA | NP15 | Not Given | CA |  | Operational | 0.2 | 0.2 | Gas | NG | 0 |  | 2050-01-01 |  |  | Operational
719 | Kalina Cycle Power Demonstrati | USA | NP15 | Canoga Park | CA |  | Operational | 3.4 | 3.4 | Alt | Oil/Gas | 0 |  | 2050-01-01 |  |  | Operational
724 | Kaweah Delta District Hospital | USA | SP15 | Visalia | CA |  | Operational | 1.1 | 1.1 | Alt | UNK | 0 |  | 2050-01-01 |  |  | Operational
726 | Kearny (CA) | USA | SP15 | Not Given | CA |  | Operational | 20 | 17 | Gas | NG | 15500 |  | 2050-01-01 |  | 1972-04-01 | Operational
726 | Kearny (CA) | USA | SP15 | Not Given | CA |  | Operational | 78 | 66 | Gas | NG | 16400 |  | 2050-01-01 |  | 1969-12-01 | Operational
726 | Kearny (CA) | USA | SP15 | Not Given | CA |  | Operational | 78 | 66 | Gas | NG | 16200 |  | 2050-01-01 |  | 1969-12-01 | Operational
728 | Kelco Division - San Diego | USA | SP15 | San Diego | CA |  | Operational | 24 | 24 | Alt | UNK | 0 |  | 2050-01-01 |  |  | Operational
732 | Kerman PV | USA | NP15 | Not Given | CA |  | Operational | 0.5 | 0.5 | Alt | SUN | 0 |  | 2050-01-01 |  |  | Operational
735 | Kern Front | USA | ZP26 | Bakersfield | CA |  | Operational | 48 | 48 | Alt | NG | 9934 |  | 2050-01-01 |  |  | Operational
738 | Kern River Cogeneration Compan | USA | ZP26 | Bakersfield | CA |  | Operational | 257 | 257 | Gas | NG | 11532 |  | 2050-01-01 |  | 1985-06-01 | Operational
739 | Kern River Eastridge | USA | ZP26 | Bakersfield | CA |  | Operational | 48.8 | 48.8 | Alt | UNK | 0 |  | 2050-01-01 |  |  | Operational
743 | Kings Beach | USA | NP15 | Not Given | CA |  | Operational | 2.75 | 2.6 | Oil | FO2 | 11100 |  | 2050-01-01 |  |  | Operational
743 | Kings Beach | USA | NP15 | Not Given | CA |  | Operational | 2.75 | 2.6 | Oil | FO2 | 11100 |  | 2050-01-01 |  |  | Operational
743 | Kings Beach | USA | NP15 | Not Given | CA |  | Operational | 2.75 | 2.6 | Oil | FO2 | 11100 |  | 2050-01-01 |  |  | Operational
743 | Kings Beach | USA | NP15 | Not Given | CA |  | Operational | 2.75 | 2.6 | Oil | FO2 | 11100 |  | 2050-01-01 |  |  | Operational
743 | Kings Beach | USA | NP15 | Not Given | CA |  | Operational | 2.75 | 2.6 | Oil | FO2 | 11100 |  | 2050-01-01 |  |  | Operational
743 | Kings Beach | USA | NP15 | Not Given | CA |  | Operational | 2.75 | 2.6 | Oil | FO2 | 11100 |  | 2050-01-01 |  |  | Operational
746 | Kingsburg Cogeneration | USA | NP15 | Kingsburg | CA |  | Operational | 36.22 | 36.22 | Alt | Oil/Gas | 0 |  | 2050-01-01 |  |  | Operational
747 | Kinzua Cogeneration Limited Pa | USA | PNW | Heppner | OR |  | Operational | 10 | 10 | Alt | UNK | 0 |  | 2050-01-01 |  | 1988-01-01 | Operational
750 | Klickitat Washington | USA | PNW | Not Given | WA |  | Operational | 4 | 4 | Alt | UNK | 0 |  | 2050-01-01 |  | 1988-01-01 | Operational
755 | K-Site | USA | SP15 | Tehachapi | CA |  | Operational | 6 | 6 | Alt | UNK | 0 |  | 2050-01-01 |  |  | Operational
756 | K-W Company | USA | PNW | Twin Falls | ID |  | Operational | 1.4 | 1.4 | Alt | UNK | 0 |  | 2050-01-01 |  | 1998-01-01 | Operational
757 | Kyocera America Inc | USA | SP15 | San Diego | CA |  | Operational | 3.2 | 3.2 | Alt | UNK | 0 |  | 2050-01-01 |  |  | Operational
758 | KYOCERA INTERNATIONAL | USA | SP15 | San Diego | CA |  | Operational | 3.25 | 3.25 | Gas | NG | 18359 |  | 2050-01-01 |  |  | Operational
759 | Kyrene | USA | DSW | Phoenix | AZ |  | Operational | 69 | 57 | Gas | NG | 13502 |  | 2050-01-01 |  | 1971-12-01 | Operational
759 | Kyrene | USA | DSW | Phoenix | AZ |  | Operational | 60 | 50 | Gas | NG | 13067 |  | 2050-01-01 |  | 1973-06-01 | Operational
759 | Kyrene | USA | DSW | Phoenix | AZ |  | Operational | 34 | 34 | Gas | NG | 12827 |  | 2050-01-01 |  | 1952-07-01 | Operational
759 | Kyrene | USA | DSW | Phoenix | AZ |  | Operational | 61 | 51 | Gas | NG | 12867 |  | 2050-01-01 |  | 1973-07-01 | Operational
759 | Kyrene | USA | DSW | Phoenix | AZ |  | Operational | 72 | 72 | Gas | NG | 11323 |  | 2050-01-01 |  | 1954-06-01 | Operational
763 | La Junta | USA | RM | La Junta | CO |  | Operational | 1 | 1 | Oil | FO2 | 14000 |  | 2050-01-01 |  | 1939-01-01 | Operational
763 | La Junta | USA | RM | La Junta | CO |  | Operational | 4 | 4 | Gas | NG | 9000 |  | 2050-01-01 |  | 1970-01-01 | Operational
763 | La Junta | USA | RM | La Junta | CO |  | Operational | 3 | 3 | Gas | NG | 11000 |  | 2050-01-01 |  | 1962-01-01 | Operational
763 | La Junta | USA | RM | La Junta | CO |  | Operational | 3 | 3 | Gas | NG | 11000 |  | 2050-01-01 |  | 1962-01-01 | Operational
763 | La Junta | USA | RM | La Junta | CO |  | Operational | 3 | 3 | Gas | NG | 10500 |  | 2050-01-01 |  | 1958-01-01 | Operational
763 | La Junta | USA | RM | La Junta | CO |  | Operational | 1 | 1 | Gas | NG | 14000 |  | 2050-01-01 |  | 1942-01-01 | Operational
763 | La Junta | USA | RM | La Junta | CO |  | Operational | 0.4 | 0.4 | Oil | FO2 | 11000 |  | 2050-01-01 |  | 1939-01-01 | Operational
765 | Lacomb | USA | PNW | Lebanon | OR |  | Operational | 1 | 1 | Alt | UNK | 0 |  | 2050-01-01 |  | 1988-01-01 | Operational
766 | Lagoon Cogeneration Facility | USA | PNW | Farmington | UT |  | Operational | 3 | 3 | Alt | UNK | 0 |  | 2050-01-01 |  | 1988-01-01 | Operational
768 | Lake City Geothermal I | USA | NP15 | Lake City | CA |  | Operational | 30 | 30 | Alt | UNK | 0 |  | 2050-01-01 |  |  | Operational
771 | Lake Diesel | USA | PNW | Not Given | WY |  | Operational | 3 | 3 | Oil | FO2 | 10000 |  | 2050-01-01 |  | 1967-09-01 | Operational
777 | Lamar | USA | RM | Lamar | CO |  | Operational | 1 | 1 | Oil | FO2 | 12700 |  | 2050-01-01 |  | 1946-01-01 | Operational
777 | Lamar | USA | RM | Lamar | CO |  | Operational | 28 | 28 | Gas | NG | 12465 |  | 2050-01-01 |  | 1972-01-01 | Operational
777 | Lamar | USA | RM | Lamar | CO |  | Operational | 1 | 1 | Oil | FO2 | 12700 |  | 2050-01-01 |  | 1949-01-01 | Operational
778 | Landfill Gas | USA | PNW | Not Given | WA |  | Operational | 1.6 | 1.6 | Alt | OT | 0 |  | 2050-01-01 |  | 1997-09-01 | Operational
779 | Laramie River | USA | RM | Wheatland | WY |  | Operational | 550.01 | 550.01 | Coal | SUB | 10436 |  | 2050-01-01 |  | 1981-07-01 | Operational
779 | Laramie River | USA | RM | Wheatland | WY |  | Operational | 550.01 | 550.01 | Coal | SUB | 10414 |  | 2050-01-01 |  | 1982-11-01 | Operational
780 | Las Animas | USA | RM | Las Animas | CO |  | Operational | 1 | 1 | Gas | NG | 15610 |  | 2050-01-01 |  | 1951-01-01 | Operational
780 | Las Animas | USA | RM | Las Animas | CO |  | Operational | 3 | 3 | Gas | NG | 12085 |  | 2050-01-01 |  | 1967-03-01 | Operational
780 | Las Animas | USA | RM | Las Animas | CO |  | Operational | 0.22 | 0.22 | Oil | FO2 | 22750 |  | 2050-01-01 |  | 1941-01-01 | Operational
780 | Las Animas | USA | RM | Las Animas | CO |  | Operational | 0.26 | 0.26 | Oil | FO2 | 28875 |  | 2050-01-01 |  | 1941-01-01 | Operational
780 | Las Animas | USA | RM | Las Animas | CO |  | Operational | 0.3 | 0.3 | Gas | NG | 13733 |  | 2050-01-01 |  | 1951-01-01 | Operational
781 | Las Vegas | USA | DSW | Not Given | NM |  | Operational | 20 | 20 | Oil | FO2 | 15752 |  | 2050-01-01 |  | 1973-01-01 | Operational
782 | Las Vegas Cogeneration Limited | USA | DSW | North Las Vegas | NV |  | Operational | 45 | 45 | Gas | NG | 0 |  | 2050-01-01 |  | 1994-06-01 | Operational
784 | Lateral 10 Ventures | USA | PNW | Pocatello | ID |  | Operational | 0.15 | 0.15 | Gas | GAS | 0 |  | 2050-01-01 |  | 1988-01-01 | Operational
785 | LAX Cogen | USA | SP15 | Not Given | CA |  | Operational | 8 | 8 | Gas | NG | 14158 |  | 2050-01-01 |  |  | Operational
787 | Lee Hot Springs Power Project | USA | DSW | Fallon | NV |  | Operational | 5 | 5 | Alt | UNK | 0 |  | 2050-01-01 |  | 1998-01-01 | Operational
789 | Lehi Cogeneration Assoc. | USA | PNW | Lehi | UT |  | Operational | 16.95 | 16.95 | Alt | UNK | 0 |  | 2050-01-01 |  | 1988-01-01 | Operational
792 | Lever Brothers Co. | USA | SP15 | Los Angeles | CA |  | Operational | 2.8 | 2.8 | Alt | UNK | 0 |  | 2050-01-01 |  |  | Operational
803 | Lincoln Facility | USA | NP15 | Lincoln | CA |  | Operational | 7.5 | 7.5 | Alt | UNK | 0 |  | 2050-01-01 |  |  | Operational
805 | Linde Wilmington | USA | SP15 | Wilmington | CA |  | Operational | 31 | 31 | Alt | RG | 0 |  | 2050-01-01 |  |  | Operational
810 | Little Mountain | USA | PNW | Not Given | UT |  | Operational | 14 | 14 | Gas | NG | 14500 |  | 2050-01-01 |  | 1971-03-01 | Operational
812 | Live Oak Cogen | USA | ZP26 | Bakersfield | CA |  | Operational | 46 | 46 | Alt | NG | 9148 |  | 2050-01-01 |  |  | Operational
813 | LODI COMBUSTION ENGINE | USA | NP15 | Lodi | CA |  | Operational | 27.01 | 25.9 | Gas | NG | 14650 |  | 2050-01-01 |  |  | Operational
816 | Logan Diesel | USA | PNW | Logan | UT |  | Operational | 1.1 | 1.1 | Oil | FO2 | 7840 |  | 2050-01-01 |  | 1990-07-01 | Operational
816 | Logan Diesel | USA | PNW | Logan | UT |  | Operational | 1.1 | 1.1 | Oil | FO2 | 7840 |  | 2050-01-01 |  | 1990-08-01 | Operational
816 | Logan Diesel | USA | PNW | Logan | UT |  | Operational | 0.7 | 0.7 | Oil | FO2 | 15456 |  | 2050-01-01 |  | 1935-12-01 | Operational
816 | Logan Diesel | USA | PNW | Logan | UT |  | Operational | 0.6 | 0.6 | Oil | FO2 | 14358 |  | 2050-01-01 |  | 1927-12-01 | Operational
816 | Logan Diesel | USA | PNW | Logan | UT |  | Operational | 0.55 | 0.55 | Oil | FO2 | 14358 |  | 2050-01-01 |  | 1927-12-01 | Operational
816 | Logan Diesel | USA | PNW | Logan | UT |  | Operational | 2.25 | 2.25 | Oil | FO2 | 14684 |  | 2050-01-01 |  | 1947-12-01 | Operational
818 | Loma Linda University Cogenera | USA | SP15 | Loma Linda | CA |  | Operational | 13.4 | 13.4 | Alt | Oil/Gas | 0 |  | 2050-01-01 |  |  | Operational
819 | Lone Peak Partners Power Compa | USA | PNW | Sandy | UT |  | Operational | 1.95 | 1.95 | Alt | UNK | 0 |  | 2050-01-01 |  | 1988-01-01 | Operational
820 | Long Beach | USA | SP15 | Long Beach | CA |  | Operational | 60 | 57 | Gas | NG | 11052 |  |  |  | 1976-12-01 | Operational
820 | Long Beach | USA | SP15 | Long Beach | CA |  | Operational | 60 | 57 | Gas | NG | 11052 |  |  |  | 1977-04-01 | Operational
824 | Longview WA | USA | PNW | Not Given | WA |  | Operational | 61.4 | 61.4 | Alt | UNK | 0 |  | 2050-01-01 |  | 1988-01-01 | Operational
828 | Los Angeles Cold Storage Co | USA | SP15 | Not Given | CA |  | Operational | 1.35 | 1.35 | Alt | UNK | 0 |  | 2050-01-01 |  |  | Operational
829 | Los Angeles Refinery Wilmington | USA | SP15 | Wilmington | CA |  | Operational | 46 | 46 | Alt | RG | 0 |  | 2050-01-01 |  |  | Operational
829 | Los Angeles Refinery Wilmington | USA | SP15 | Wilmington | CA |  | Operational | 8 | 8 | Alt | RG | 0 |  | 2050-01-01 |  |  | Operational
832 | Lost Creek I | USA | NP15 | Cassel | CA |  | Operational | 1.1 | 1.1 | Alt | UNK | 0 |  | 2050-01-01 |  |  | Operational
833 | Lost Hills Cogeneration Plant | USA | ZP26 | Lost Hills | CA |  | Operational | 10.73 | 10.73 | Alt | Oil/Gas | 0 |  | 2050-01-01 |  |  | Operational
834 | Loveridge Road Power Plant | USA | NP15 | Pittsburg | CA |  | Operational | 20.5 | 20.5 | Alt | UNK | 0 |  | 2050-01-01 |  |  | Operational
835 | Low Line Rapids | USA | PNW | Kimberly | ID |  | Operational | 2.8 | 2.8 | Alt | UNK | 0 |  | 2050-01-01 |  | 1988-01-01 | Operational
848 | Lucerne Valley Hydroelectric P | USA | SP15 | Big Bear City | CA |  | Operational | 1.3 | 1.3 | Alt | UNK | 0 |  | 2050-01-01 |  |  | Operational
850 | Lunday Thagard Co. | USA | SP15 | South Gate | CA |  | Operational | 1.42 | 1.42 | Alt | UNK | 0 |  | 2050-01-01 |  |  | Operational
853 | Luz Solar | USA | SP15 | Not Given | CA |  | Operational | 80 | 80 | Alt | SUN | 0 |  | 2050-01-01 |  |  | Operational
853 | Luz Solar | USA | SP15 | Not Given | CA |  | Operational | 80 | 80 | Alt | SUN | 0 |  | 2050-01-01 |  |  | Operational
856 | Madera Power Plant | USA | NP15 | Firebaugh | CA |  | Operational | 28.75 | 28.75 | Alt | UNK | 0 |  | 2050-01-01 |  |  | Operational
858 | Magic Dam Hydroelectric Projec | USA | PNW | Shoshone | ID |  | Operational | 9 | 9 | Gas | NG | 0 |  | 2050-01-01 |  | 1996-09-01 | Operational
859 | Magic Valley | USA | PNW | Not Given | ID |  | Operational | 9 | 9 | Gas | NG | 10000 |  | 2050-01-01 |  | 1996-01-01 | Operational
860 | Magnolia | USA | SP15 | Burbank | CA |  | Operational | 10 | 10 | Alt | WH | 10010 |  | 2050-01-01 |  |  | Operational
860 | Magnolia | USA | SP15 | Burbank | CA |  | Operational | 21 | 21 | Gas | NG | 11827 |  | 2050-01-01 |  |  | Operational
860 | Magnolia | USA | SP15 | Burbank | CA |  | Operational | 31.5 | 31.5 | Gas | NG | 11100 |  | 2050-01-01 |  |  | Operational
860 | Magnolia | USA | SP15 | Burbank | CA |  | Operational | 21.7 | 21.7 | Gas | NG | 14268 |  | 2050-01-01 |  |  | Operational
865 | Mammoth-Pacific I | USA | NP15 | Mammoth Lakes | CA |  | Operational | 10 | 10 | Alt | GEO | 0 |  | 2050-01-01 |  |  | Operational
866 | Mammoth-Pacific II | USA | NP15 | Mammoth Lakes | CA |  | Operational | 15 | 15 | Alt | GEO | 0 |  | 2050-01-01 |  |  | Operational
867 | Mammoth-Pacific III | USA | NP15 | Mammoth Lakes | CA |  | Operational | 15 | 15 | Alt | GEO | 0 |  | 2050-01-01 |  |  | Operational
868 | Mandalay | USA | SP15 | Oxnard | CA |  | Operational | 215 | 215 | Gas | NG | 9519 |  | 2050-01-01 |  | 1959-05-01 | Operational
868 | Mandalay | USA | SP15 | Oxnard | CA |  | Operational | 215 | 215 | Gas | NG | 9579 |  | 2050-01-01 |  | 1959-08-01 | Operational
868 | Mandalay | USA | SP15 | Oxnard | CA |  | Operational | 147 | 140 | Oil | NG | 14393 |  | 2050-01-01 |  | 1970-04-01 | Operational
872 | March Point Cogeneration Compa | USA | PNW | Anacortes | WA |  | Operational | 95.45 | 95.45 | Gas | NG | 10000 |  | 2050-01-01 |  | 1991-01-01 | Operational
872 | March Point Cogeneration Compa | USA | PNW | Anacortes | WA |  | Operational | 71.59 | 71.59 | Gas | NG | 10000 |  | 2050-01-01 |  | 1993-01-01 | Operational
873 | Marina Landfill Gas | USA | NP15 | Not Given | CA |  | Operational | 2.1 | 2.1 | Alt | BIO | 0 |  | 2050-01-01 |  |  | Operational
874 | Marion County Solid Waste-to-E | USA | PNW | Brooks | OR |  | Operational | 15 | 15 | Alt | REF | 0 |  | 2050-01-01 |  | 1986-01-01 | Operational
875 | Marsh Road Power Plant | USA | NP15 | Menlo Park | CA |  | Operational | 2 | 2 | Alt | UNK | 0 |  | 2050-01-01 |  |  | Operational
877 | Martell Cogeneration | USA | NP15 | Martell | CA |  | Operational | 23 | 23 | Alt | BIO | 0 |  | 2050-01-01 |  |  | Operational
879 | Martinez Refinery | USA | NP15 | Not Given | CA |  | Operational | 100 | 100 | Alt | UNK | 0 |  | 2050-01-01 |  |  | Operational
880 | Martinez Regen Sulfuric Acid P | USA | NP15 | Not Given | CA |  | Operational | 4 | 4 | Alt | UNK | 0 |  | 2050-01-01 |  |  | Operational
885 | McClellen | USA | NP15 | Not Given | CA |  | Operational | 49 | 49 | Gas | NG | 13695 |  | 2050-01-01 |  |  | Operational
886 | McClure (CA) | USA | NP15 | Not Given | CA |  | Operational | 61 | 61 | Oil | FO2 | 12829 |  | 2050-01-01 |  |  | Operational
886 | McClure (CA) | USA | NP15 | Not Given | CA |  | Operational | 61 | 61 | Oil | FO2 | 12829 |  | 2050-01-01 |  |  | Operational
887 | McGaw Inc. | USA | NP15 | Irvine | CA |  | Operational | 6.1 | 6.1 | Alt | UNK | 0 |  | 2050-01-01 |  |  | Operational
888 | McKittrick Cogen | USA | ZP26 | Mc Kittrick | CA |  | Operational | 46 | 46 | Alt | NG | 8960 |  | 2050-01-01 |  |  | Operational
889 | McKittrick Cogeneration Plant | USA | ZP26 | Mc Kittrick | CA |  | Operational | 9.87 | 9.87 | Alt | Oil/Gas | 0 |  | 2050-01-01 |  |  | Operational
894 | Mead | USA | PNW | Not Given | OR |  | Operational | 2 | 2 | Alt | BIO | 0 |  | 2050-01-01 |  | 1997-08-01 | Operational
895 | Mecca Plant | USA | SP15 | Mecca | CA |  | Operational | 55.5 | 55.5 | Alt | UNK | 0 |  | 2050-01-01 |  |  | Operational
899 | Mendota Biomass Power Limited | USA | NP15 | Mendota | CA |  | Operational | 28 | 28 | Alt | BIO | 12500 |  | 2050-01-01 |  |  | Operational
902 | Mesquite Resource Recovery Pro | USA | SP15 | Imperial | CA |  | Operational | 17.89 | 17.89 | Alt | UNK | 0 |  | 2050-01-01 |  |  | Operational
903 | Metro Wastewater Reclamation D | USA | RM | Denver | CO |  | Operational | 4.8 | 4.8 | Alt | UNK | 0 |  | 2050-01-01 |  | 1988-01-01 | Operational
905 | Mi-28 Water Power Project | USA | PNW | Not Given | ID |  | Operational | 1.5 | 1.5 | Alt | UNK | 0 |  | 2050-01-01 |  | 1988-01-01 | Operational
906 | Michell Butte Power Project | USA | PNW | Not Given | OR |  | Operational | 1.87 | 1.87 | Alt | UNK | 0 |  | 2050-01-01 |  | 1988-01-01 | Operational
908 | Middle Fork Irrigation Distric | USA | PNW | Not Given | OR |  | Operational | 3.35 | 3.35 | Alt | UNK | 0 |  | 2050-01-01 |  | 1988-01-01 | Operational
910 | Mid-Set Cogeneration Co. | USA | ZP26 | Fellows | CA |  | Operational | 39.1 | 39.1 | Alt | Oil/Gas | 0 |  | 2050-01-01 |  |  | Operational
911 | Midsun | USA | ZP26 | Fellows | CA |  | Operational | 26.98 | 26.98 | Alt | UNK | 0 |  | 2050-01-01 |  |  | Operational
912 | Midway Sunset Cogeneration Com | USA | ZP26 | Fellows | CA |  | Operational | 234 | 234 | Gas | NG | 10580 |  | 2050-01-01 |  | 1987-06-01 | Operational
913 | Midway-Sunset Cogeneration Fac | USA | ZP26 | Taft | CA |  | Operational | 38.7 | 38.7 | Alt | UNK | 0 |  | 2050-01-01 |  |  | Operational
914 | Milagro Cogeneration Plant | USA | DSW | Not Given | NM |  | Operational | 32 | 32 | Gas | NG | 0 |  | 2050-01-01 |  | 1995-11-07 | Operational
914 | Milagro Cogeneration Plant | USA | DSW | Not Given | NM |  | Operational | 32 | 32 | Gas | NG | 0 |  | 2050-01-01 |  | 1988-01-01 | Operational
923 | Miramar | USA | SP15 | Not Given | CA |  | Operational | 47 | 39 | Gas | NG | 15100 |  | 2050-01-01 |  |  | Operational
927 | Misc. Small Cogen | USA | SP15 | Not Given | CA |  | Operational | 1 | 1 | Alt | NA | 0 |  | 2050-01-01 |  |  | Operational
927 | Misc. Small Cogen | USA | SP15 | Not Given | CA |  | Operational | 2 | 2 | Alt | NA | 0 |  | 2050-01-01 |  |  | Operational
927 | Misc. Small Cogen | USA | SP15 | Not Given | CA |  | Operational | 2 | 2 | Alt | NA | 0 |  | 2050-01-01 |  |  | Operational
927 | Misc. Small Cogen | USA | SP15 | Not Given | CA |  | Operational | 1 | 1 | Alt | NA | 0 |  | 2050-01-01 |  |  | Operational
927 | Misc. Small Cogen | USA | SP15 | Not Given | CA |  | Operational | 2 | 2 | Alt | NA | 0 |  | 2050-01-01 |  |  | Operational
927 | Misc. Small Cogen | USA | SP15 | Not Given | CA |  | Operational | 2 | 2 | Alt | NA | 0 |  | 2050-01-01 |  |  | Operational
927 | Misc. Small Cogen | USA | SP15 | Not Given | CA |  | Operational | 1 | 1 | Alt | NA | 0 |  | 2050-01-01 |  |  | Operational
927 | Misc. Small Cogen | USA | SP15 | Not Given | CA |  | Operational | 2 | 2 | Alt | NA | 0 |  | 2050-01-01 |  |  | Operational
927 | Misc. Small Cogen | USA | SP15 | Not Given | CA |  | Operational | 2 | 2 | Gas | NG | 0 |  | 2050-01-01 |  |  | Operational
933 | Modesto Energy L/P | USA | NP15 | Westley | CA |  | Operational | 14.4 | 14.4 | Alt | BIO | 12500 |  | 2050-01-01 |  |  | Operational
935 | Mogul Energy Corporation | USA | SP15 | Not Given | CA |  | Operational | 4 | 4 | Alt | UNK | 0 |  | 2050-01-01 |  |  | Operational
936 | Mohave | USA | DSW | Laughlin | NV |  | Operational | 790 | 790 | Coal | SUB | 10217 |  | 2050-01-01 |  | 1971-04-01 | Operational
936 | Mohave | USA | DSW | Laughlin | NV |  | Operational | 790 | 790 | Coal | SUB | 10452 |  | 2050-01-01 |  | 1971-10-01 | Operational
937 | Mojave 16 | USA | SP15 | Mojave | CA |  | Operational | 30 | 30 | Alt | UNK | 0 |  | 2050-01-01 |  |  | Operational
938 | Mojave 17 | USA | SP15 | Mojave | CA |  | Operational | 25 | 25 | Alt | UNK | 0 |  | 2050-01-01 |  |  | Operational
939 | Mojave 18 | USA | SP15 | Mojave | CA |  | Operational | 30 | 30 | Alt | UNK | 0 |  | 2050-01-01 |  |  | Operational
940 | Mojave 3 | USA | SP15 | Mojave | CA |  | Operational | 23.5 | 23.5 | Alt | UNK | 0 |  | 2050-01-01 |  |  | Operational
941 | Mojave 4 | USA | SP15 | Mojave | CA |  | Operational | 29 | 29 | Alt | UNK | 0 |  | 2050-01-01 |  |  | Operational
942 | Mojave 5 | USA | SP15 | Mojave | CA |  | Operational | 22.5 | 22.5 | Alt | UNK | 0 |  | 2050-01-01 |  |  | Operational
943 | Mojave Cogeneration Co. | USA | SP15 | Boron | CA |  | Operational | 56.5 | 56.5 | Alt | Oil/Gas | 0 |  | 2050-01-01 |  |  | Operational
946 | Molycorp Inc Questa Division | USA | DSW | Not Given | NM |  | Operational | 18.75 | 18.75 | Alt | UNK | 0 |  | 2050-01-01 |  | 1988-01-01 | Operational
949 | Montana One | USA | PNW | Not Given | MT |  | Operational | 39 | 39 | Alt | WC | 0 |  | 2050-01-01 |  | 1990-01-01 | Operational
950 | MONTEREY POWER COMPANY | USA | NP15 | Salinas | CA |  | Operational | 6 | 6 | Gas | NG | 0 |  | 2050-01-01 |  |  | Operational
951 | Monterey Regional Water Pollution Control Cogen | USA | NP15 | Marina | CA |  | Operational | 1.74 | 1.74 | Gas | Gas | 0 |  | 2050-01-01 |  |  | Operational
955 | Monticello Nug (Gerber Compr Station) | USA | NP15 | Not Given | CA |  | Operational | 4 | 4 | Alt | WH | 0 |  | 2050-01-01 |  |  | Operational
959 | Morro Bay | USA | ZP26 | Morro Bay | CA |  | Operational | 163 | 163 | Gas | NG | 10293 |  | 2050-01-01 |  | 1956-07-01 | Operational
959 | Morro Bay | USA | ZP26 | Morro Bay | CA |  | Operational | 163 | 163 | Gas | NG | 10207 |  | 2050-01-01 |  | 1955-10-01 | Operational
959 | Morro Bay | USA | ZP26 | Morro Bay | CA |  | Operational | 338 | 338 | Gas | NG | 9496 |  | 2050-01-01 |  | 1962-12-01 | Operational
959 | Morro Bay | USA | ZP26 | Morro Bay | CA |  | Operational | 338 | 338 | Gas | NG | 9532 |  | 2050-01-01 |  | 1963-08-01 | Operational
962 | Moss Landing | USA | NP15 | Moss Landing | CA |  | Operational | 739 | 739 | Gas | NG | 8882 |  | 2050-01-01 |  | 1967-12-01 | Operational
962 | Moss Landing | USA | NP15 | Moss Landing | CA |  | Operational | 739 | 739 | Gas | NG | 8981 |  | 2050-01-01 |  | 1968-08-01 | Operational
965 | Mount Lassen Power | USA | NP15 | Westwood | CA |  | Operational | 11.4 | 11.4 | Alt | BIO | 0 |  | 2050-01-01 |  |  | Operational
966 | Mount Poso Cogeneration | USA | ZP26 | Bakersfield | CA |  | Operational | 62.03 | 62.03 | Coal | Coal | 0 |  | 2050-01-01 |  |  | Operational
967 | Mountain View Power Plant | USA | NP15 | Mountain View | CA |  | Operational | 3.5 | 3.5 | Alt | UNK | 0 |  | 2050-01-01 |  |  | Operational
972 | Muck Valley Hydroelectric | USA | NP15 | Nubieber | CA |  | Operational | 26 | 26 | Alt | UNK | 0 |  | 2050-01-01 |  |  | Operational
973 | Municipal Cogen Plant | USA | SP15 | Palm Springs | CA |  | Operational | 1.3 | 1.3 | Alt | UNK | 0 |  | 2050-01-01 |  |  | Operational
975 | Murray Diesel | USA | PNW | Murray | UT |  | Operational | 2.3 | 2.3 | Gas | NG | 8932 |  | 2050-01-01 |  | 1958-01-01 | Operational
975 | Murray Diesel | USA | PNW | Murray | UT |  | Operational | 0.9 | 0.9 | Gas | NG | 11928 |  | 2050-01-01 |  | 1948-01-01 | Operational
975 | Murray Diesel | USA | PNW | Murray | UT |  | Operational | 0.9 | 0.9 | Gas | NG | 10748 |  | 2050-01-01 |  | 1948-01-01 | Operational
975 | Murray Diesel | USA | PNW | Murray | UT |  | Operational | 2 | 2 | Gas | NG | 8989 |  | 2050-01-01 |  | 1952-01-01 | Operational
980 | NA2 | USA | DSW | Not Given | AZ |  | Operational | 83.33 | 75.46 | Gas | NG | 0 |  | 2050-01-01 |  | 1999-03-01 | Operational
984 | NAPA STATE HOSPITAL | USA | NP15 | Wellego Imola | CA |  | Operational | 1.33 | 1.33 | Gas | NG | 0 |  | 2050-01-01 |  |  | Operational
986 | National Energy-Colorado | USA | RM | Gypsum | CO |  | Operational | 8 | 8 | Alt | UNK | 0 |  | 2050-01-01 |  | 1988-01-01 | Operational
987 | Naughton | USA | PNW | Kemmerer | WY |  | Operational | 160 | 160 | Coal | BIT | 10200 |  | 2050-01-01 |  | 1963-05-01 | Operational
987 | Naughton | USA | PNW | Kemmerer | WY |  | Operational | 330 | 330 | Coal | BIT | 10000 |  | 2050-01-01 |  | 1971-10-01 | Operational
987 | Naughton | USA | PNW | Kemmerer | WY |  | Operational | 210 | 210 | Coal | BIT | 10100 |  | 2050-01-01 |  | 1968-10-01 | Operational
988 | Navajo (AZ) | USA | DSW | Phoenix | AZ |  | Operational | 750 | 750 | Coal | SUB | 9780 |  | 2050-01-01 |  | 1976-04-01 | Operational
988 | Navajo (AZ) | USA | DSW | Phoenix | AZ |  | Operational | 750 | 750 | Coal | SUB | 9700 |  | 2050-01-01 |  | 1974-05-01 | Operational
988 | Navajo (AZ) | USA | DSW | Phoenix | AZ |  | Operational | 750 | 750 | Coal | SUB | 9640 |  | 2050-01-01 |  | 1975-04-01 | Operational
990 | Naval Hospital-Medical Center | USA | SP15 | San Diego | CA |  | Operational | 2.4 | 2.4 | Alt | UNK | 0 |  | 2050-01-01 |  |  | Operational
991 | Naval Station Energy Facility | USA | SP15 | San Diego | CA |  | Operational | 29 | 23 | Gas | NG | 13700 |  | 2050-01-01 |  |  | Operational
992 | Naval Station Energy Facility (NUG) | USA | SP15 | San Diego | CA |  | Operational | 49.9 | 49.9 | Alt | UNK | 0 |  | 2050-01-01 |  |  | Operational
993 | NAVY 35R | USA | ZP26 | TUPMAN | CA |  | Operational | 58.914 | 58.914 | Gas | NG | 11500 |  | 2050-01-01 |  |  | Operational
994 | NCR Corporation | USA | SP15 | San Diego | CA |  | Operational | 2.6 | 2.6 | Alt | UNK | 0 |  | 2050-01-01 |  |  | Operational
995 | Neil Simpson 1 | USA | PNW | Gillette | WY |  | Operational | 18.6 | 14.6 | Coal | SUB | 13900 |  | 2050-01-01 |  | 1969-09-01 | Operational
996 | Neil Simpson 2 | USA | PNW | Gillette | WY |  | Operational | 80 | 80 | Coal | SUB | 11500 |  | 2050-01-01 |  | 1995-08-28 | Operational
997 | Nelson Creek Power | USA | NP15 | Big Bend | CA |  | Operational | 1.3 | 1.3 | Alt | UNK | 0 |  | 2050-01-01 |  |  | Operational
998 | Nelson Plant Generators | USA | DSW | Not Given | AZ |  | Operational | 2.27 | 2.27 | Alt | UNK | 0 |  | 2050-01-01 |  | 1988-01-01 | Operational
999 | Nevada Cogeneration Assoc. (Bonneville) | USA | DSW | Las Vegas | NV |  | Operational | 107.18 | 107.18 | Gas | NG | 0 |  | 2050-01-01 |  | 1992-01-01 | Operational
999 | Nevada Cogeneration Assoc. (Bonneville) | USA | DSW | Las Vegas | NV |  | Operational | 107.18 | 107.18 | Gas | NG | 0 |  | 2050-01-01 |  | 1992-01-01 | Operational
1001 | Nevada Sun-Peak Project | USA | DSW | Not Given | NV |  | Operational | 70 | 70 | Gas | NG | 12300 |  | 2050-01-01 |  | 1991-06-30 | Operational
1001 | Nevada Sun-Peak Project | USA | DSW | Not Given | NV |  | Operational | 70 | 70 | Gas | NG | 12300 |  | 2050-01-01 |  | 1991-06-30 | Operational
1001 | Nevada Sun-Peak Project | USA | DSW | Not Given | NV |  | Operational | 70 | 70 | Gas | NG | 12300 |  | 2050-01-01 |  | 1991-06-30 | Operational
1003 | New Cornelia Branch Power Plan | USA | DSW | Ajo | AZ |  | Operational | 44.5 | 44.5 | Alt | UNK | 0 |  | 2050-01-01 |  | 1988-01-01 | Operational
1005 | New Generation (NV) | USA | PNW | Not Given | NV |  | Operational | 83 | 74 | Gas | NG | 0 |  | 2050-01-01 |  | 1999-07-01 | Operational
1005 | New Generation (NV) | USA | PNW | Not Given | NV |  | Operational | 83 | 74 | Gas | NG | 0 |  | 2050-01-01 |  | 1998-07-01 | Operational
1011 | New Mexico State University | USA | DSW | Las Cruces | NM |  | Operational | 4.75 | 4.75 | Alt | UNK | 0 |  | 2050-01-01 |  | 1998-01-01 | Operational
1014 | Newberry Geothermal Pilot Project | USA | PNW | La Pine | OR |  | Operational | 33 | 33 | Alt | UNK | 0 |  | 2050-01-01 |  | 1998-01-01 | Operational
1015 | Newby Island I | USA | NP15 | Milpitas | CA |  | Operational | 2 | 2 | Alt | UNK | 0 |  | 2050-01-01 |  |  | Operational
1016 | Newby Island II | USA | NP15 | Milpitas | CA |  | Operational | 3 | 3 | Alt | UNK | 0 |  | 2050-01-01 |  |  | Operational
1019 | Newman | USA | DSW | El Paso | TX |  | Operational | 83.1 | 81.9 | Gas | NG | 10300 |  | 2050-01-01 |  | 1960-05-01 | Operational
1019 | Newman | USA | DSW | El Paso | TX |  | Operational | 82.2 | 81 | Gas | NG | 10300 |  | 2050-01-01 |  | 1963-06-01 | Operational
1019 | Newman | USA | DSW | El Paso | TX |  | Operational | 219.7 | 211.6 | Gas | NG | 10105 |  | 2050-01-01 |  | 1975-08-01 | Operational
1019 | Newman | USA | DSW | El Paso | TX |  | Operational | 104.1 | 103 | Gas | NG | 9900 |  | 2050-01-01 |  | 1966-03-01 | Operational
1020 | Nichols Road Power Plant | USA | NP15 | Pittsburg | CA |  | Operational | 20.5 | 20.5 | Alt | UNK | 0 |  | 2050-01-01 |  |  | Operational
1023 | Nixon | USA | RM | Fountain | CO |  | Operational | 208 | 208 | Coal | BIT | 10050 |  | 2050-01-01 |  | 1980-04-01 | Operational
1023 | Nixon | USA | RM | Fountain | CO |  | In Planning Stage | 80 | 68 | Gas | NG | 9700 |  | 2050-01-01 |  | 2000-10-01 | In Planning Stage
1023 | Nixon | USA | RM | Fountain | CO |  | Operational | 80 | 68 | Gas | NG | 9700 |  | 2050-01-01 |  | 1998-10-01 | Operational
1028 | Nordic Power Of South Point I | USA | DSW | Bullhead City | AZ |  | Operational | 233.2 | 233.2 | Alt | UNK | 0 |  | 2050-01-01 |  | 1998-01-01 | Operational
1031 | North Fork Energy Inc. | USA | NP15 | North Fork | CA |  | Operational | 10 | 10 | Alt | UNK | 0 |  | 2050-01-01 |  |  | Operational
1033 | North Fork Hydro Plant | USA | RM | Not Given | CO |  | Operational | 5.5 | 5.5 | Alt | UNK | 0 |  | 2050-01-01 |  | 1988-01-01 | Operational
1034 | North Island Energy Facility | USA | SP15 | Coronado | CA |  | Operational | 24 | 19 | Oil | FO2 | 15100 |  | 2050-01-01 |  |  | Operational
1034 | North Island Energy Facility | USA | SP15 | Coronado | CA |  | Operational | 22 | 19 | Gas | NG | 15100 |  | 2050-01-01 |  |  | Operational
1035 | North Island Energy Facility (NUG) | USA | SP15 | Coronado | CA |  | Operational | 38.55 | 38.55 | Alt | Oil/Gas | 0 |  | 2050-01-01 |  |  | Operational
1036 | North Loop | USA | DSW | Not Given | AZ |  | Operational | 23 | 23 | Gas | NG | 15000 |  | 2050-01-01 |  | 1972-12-01 | Operational
1036 | North Loop | USA | DSW | Not Given | AZ |  | In Planning Stage | 86 | 86 | Gas | NG | 15000 |  | 2050-01-01 |  | 2000-06-01 | In Planning Stage
1036 | North Loop | USA | DSW | Not Given | AZ |  | Operational | 25 | 25 | Gas | NG | 15000 |  | 2050-01-01 |  | 1974-06-01 | Operational
1036 | North Loop | USA | DSW | Not Given | AZ |  | Operational | 25 | 25 | Gas | NG | 15000 |  | 2050-01-01 |  | 1972-12-01 | Operational
1036 | North Loop | USA | DSW | Not Given | AZ |  | Operational | 25 | 25 | Gas | NG | 15000 |  | 2050-01-01 |  | 1972-12-01 | Operational
1036 | North Loop | USA | DSW | Not Given | AZ |  | In Planning Stage | 128 | 128 | Gas | NG | 15000 |  | 2050-01-01 |  | 2003-06-01 | In Planning Stage
1037 | North Midway Cogeneration Plan | USA | SP15 | Mc Kittrick | CA |  | Operational | 10.73 | 10.73 | Alt | Gas/Oil | 0 |  | 2050-01-01 |  |  | Operational
1038 | North Valmy | USA | PNW | Valmy | NV |  | Operational | 258 | 258 | Coal | SUB | 10047 |  | 2050-01-01 |  | 1981-12-01 | Operational
1038 | North Valmy | USA | PNW | Valmy | NV |  | Operational | 274 | 274 | Coal | SUB | 10010 |  | 2050-01-01 |  | 1985-05-01 | Operational
1039 | Northeast (WA) | USA | PNW | Not Given | WA |  | Operational | 69 | 58 | Gas | NG | 10800 |  | 2050-01-01 |  | 1978-12-01 | Operational
1040 | Notch Butte Hydro Co. Inc | USA | PNW | Gooding | ID |  | Operational | 1.07 | 1.07 | Alt | UNK | 0 |  | 2050-01-01 |  | 1988-01-01 | Operational
1041 | Nove Power Plant | USA | NP15 | Richmond | CA |  | Operational | 2.94 | 2.94 | Alt | UNK | 0 |  | 2050-01-01 |  |  | Operational
1043 | NTC/MCRD Energy Facility | USA | SP15 | San Diego | CA |  | Operational | 20 | 16 | Gas | NG | 15500 |  | 2050-01-01 |  |  | Operational
1044 | NTC/MCRD Energy Facility (Nug) | USA | SP15 | San Diego | CA |  | Operational | 25.6 | 25.6 | Alt | Oil/Gas | 0 |  | 2050-01-01 |  |  | Operational
1045 | Nucla | USA | RM | Nucla | CO |  | Operational | 64 | 64 | Coal | BIT | 11670 |  | 2050-01-01 |  | 1991-01-01 | Operational
1045 | Nucla | USA | RM | Nucla | CO |  | Operational | 12 | 12 | Coal | BIT | 11670 |  | 2050-01-01 |  | 1959-11-01 | Operational
1045 | Nucla | USA | RM | Nucla | CO |  | Operational | 12 | 12 | Coal | BIT | 11670 |  | 2050-01-01 |  | 1959-11-01 | Operational
1045 | Nucla | USA | RM | Nucla | CO |  | Operational | 12 | 12 | Coal | BIT | 11670 |  | 2050-01-01 |  | 1959-11-01 | Operational
1046 | Oak Creek Energy Systems Incor | USA | SP15 | Tehachapi | CA |  | Operational | 24 | 24 | Alt | UNK | 0 |  | 2050-01-01 |  |  | Operational
1049 | Oakland (CA) | USA | NP15 | Not Given | CA |  | Operational | 55 | 55 | Oil | FO2 | 12080 |  | 2050-01-01 |  |  | Operational
1049 | Oakland (CA) | USA | NP15 | Not Given | CA |  | Operational | 55 | 55 | Oil | FO2 | 12080 |  | 2050-01-01 |  |  | Operational
1049 | Oakland (CA) | USA | NP15 | Not Given | CA |  | Operational | 55 | 55 | Oil | FO2 | 12080 |  | 2050-01-01 |  |  | Operational
1050 | OBrien Biogas - Duarte | USA | SP15 | Duarte | CA |  | Operational | 1.6 | 1.6 | Alt | BIO | 0 |  | 2050-01-01 |  |  | Operational
1051 | OBrien California - Salinas | USA | NP15 | Salinas | CA |  | Operational | 48 | 48 | Alt | UNK | 0 |  | 2050-01-01 |  |  | Operational
1052 | OBrien California Cogen Limit | USA | SP15 | Artesia | CA |  | Operational | 34.39 | 34.39 | Alt | Oil/Gas | 0 |  | 2050-01-01 |  |  | Operational
1053 | OBrien Cogen - Antioch | USA | SP15 | Antioch | CA |  | Operational | 51.8 | 51.8 | Alt | UNK | 0 |  | 2050-01-01 |  |  | Operational
1054 | OBrien Cogen - Santa Maria | USA | ZP26 | Santa Maria | CA |  | Operational | 46.55 | 46.55 | Alt | Oil/Gas | 0 |  | 2050-01-01 |  |  | Operational
1055 | Ocotillo | USA | DSW | Tempe | AZ |  | Operational | 115 | 113 | Gas | NG | 10984 |  | 2050-01-01 |  | 1960-03-01 | Operational
1055 | Ocotillo | USA | DSW | Tempe | AZ |  | Operational | 115 | 113 | Gas | NG | 10782 |  | 2050-01-01 |  | 1960-06-01 | Operational
1055 | Ocotillo | USA | DSW | Tempe | AZ |  | Operational | 67 | 49 | Gas | NG | 15873 |  | 2050-01-01 |  | 1973-07-01 | Operational
1055 | Ocotillo | USA | DSW | Tempe | AZ |  | Operational | 67 | 54 | Gas | NG | 14312 |  | 2050-01-01 |  | 1972-05-01 | Operational
1056 | Oildale Cogen | USA | ZP26 | Bakersfield | CA |  | Operational | 32 | 32 | Alt | Oil/Gas | 0 |  | 2050-01-01 |  |  | Operational
1057 | Old Faithful | USA | PNW | Not Given | WY |  | Operational | 1 | 1 | Oil | FO2 | 10500 |  | 2050-01-01 |  | 1979-12-01 | Operational
1057 | Old Faithful | USA | PNW | Not Given | WY |  | Operational | 1 | 1 | Oil | FO2 | 10500 |  | 2050-01-01 |  | 1979-12-01 | Operational
1059 | Olinda | USA | SP15 | Brea | CA |  | Operational | 5.63 | 5.63 | Alt | UNK | 0 |  | 2050-01-01 |  |  | Operational
1060 | Olive | USA | SP15 | Burbank | CA |  | Operational | 46 | 46 | Gas | NG | 10918 |  | 2050-01-01 |  | 1959-10-01 | Operational
1060 | Olive | USA | SP15 | Burbank | CA |  | Operational | 60 | 60 | Gas | NG | 10080 |  | 2050-01-01 |  | 1964-09-01 | Operational
1060 | Olive | USA | SP15 | Burbank | CA |  | Operational | 24 | 24 | Gas | NG | 14339 |  | 2050-01-01 |  | 1972-07-01 | Operational
1060 | Olive | USA | SP15 | Burbank | CA |  | Operational | 31 | 31 | Gas | NG | 10010 |  | 2050-01-01 |  | 1978-09-01 | Operational
1061 | Olive View Medical Center | USA | SP15 | San Fernando | CA |  | Operational | 6 | 6 | Gas | NG | 14158 |  | 2050-01-01 |  |  | Operational
1063 | OLS Energy - Berkeley | USA | NP15 | Berkeley | CA |  | Operational | 28.54 | 28.54 | Alt | UNK | 0 |  | 2050-01-01 |  |  | Operational
1064 | OLS Energy - Camarillo | USA | NP15 | Camarillo | CA |  | Operational | 31.65 | 31.65 | Alt | Oil/Gas | 0 |  | 2050-01-01 |  |  | Operational
1065 | OLS Energy - Chino | USA | SP15 | Chino | CA |  | Operational | 28.27 | 28.27 | Alt | Oil/Gas | 0 |  | 2050-01-01 |  |  | Operational
1067 | Omak Wood Products Inc. | USA | PNW | Omak | WA |  | Operational | 12.5 | 12.5 | Alt | UNK | 0 |  | 2050-01-01 |  | 1988-01-01 | Operational
1072 | Ontario Mill | USA | SP15 | Ontario | CA |  | Operational | 34 | 34 | Alt | UNK | 0 |  | 2050-01-01 |  |  | Operational
1074 | Orchard Avenue 1 | USA | PNW | Yakima | WA |  | Operational | 1.7 | 1.7 | Alt | UNK | 0 |  | 2050-01-01 |  | 1988-01-01 | Operational
1075 | Ormat-Soda Lake | USA | PNW | Not Given | NV |  | Operational | 13 | 10 | Alt | GST | 23924 |  | 2050-01-01 |  | 1991-01-01 | Operational
1075 | Ormat-Soda Lake | USA | PNW | Not Given | NV |  | Operational | 3 | 2 | Alt | GST | 23924 |  | 2050-01-01 |  | 1987-01-01 | Operational
1076 | Ormesa 1 E Facility | USA | SP15 | Holtville | CA |  | Operational | 14.4 | 14.4 | Alt | GEO | 0 |  | 2050-01-01 |  |  | Operational
1077 | Ormesa 1H | USA | SP15 | Holtville | CA |  | Operational | 14.4 | 14.4 | Alt | GEO | 0 |  | 2050-01-01 |  |  | Operational
1078 | Ormesa Geothermal II | USA | SP15 | Not Given | CA |  | Operational | 24 | 24 | Alt | GEO | 0 |  | 2050-01-01 |  |  | Operational
1079 | Ormesa I | USA | SP15 | Holtville | CA |  | Operational | 31.2 | 31.2 | Alt | GEO | 0 |  | 2050-01-01 |  |  | Operational
1080 | Ormond Beach | USA | SP15 | Oxnard | CA |  | Operational | 750 | 750 | Gas | NG | 9510 |  | 2050-01-01 |  | 1971-12-01 | Operational
1080 | Ormond Beach | USA | SP15 | Oxnard | CA |  | Operational | 750 | 750 | Gas | NG | 9478 |  | 2050-01-01 |  | 1973-06-01 | Operational
1081 | Oro Grande Plant | USA | SP15 | Oro Grande | CA |  | Operational | 24 | 24 | Alt | UNK | 0 |  | 2050-01-01 |  |  | Operational
1083 | Oroville Cogeneration L/P | USA | NP15 | Oroville | CA |  | Operational | 8.05 | 8.05 | Alt | Oil/Gas | 0 |  | 2050-01-01 |  |  | Operational
1084 | Osage (WY) | USA | PNW | Osage | WY |  | Operational | 10.15 | 10.15 | Coal | SUB | 14400 |  | 2050-01-01 |  | 1952-09-01 | Operational
1084 | Osage (WY) | USA | PNW | Osage | WY |  | Operational | 10.15 | 10.15 | Coal | SUB | 14750 |  | 2050-01-01 |  | 1949-10-01 | Operational
1084 | Osage (WY) | USA | PNW | Osage | WY |  | Operational | 10.15 | 10.15 | Coal | SUB | 14700 |  | 2050-01-01 |  | 1948-10-01 | Operational
1086 | Otay | USA | SP15 | Chula Vista | CA |  | Operational | 3.75 | 3.75 | Alt | Landfill | 0 |  | 2050-01-01 |  |  | Operational
1093 | Oxnard - P&G | USA | SP15 | Oxnard | CA |  | Operational | 68.8 | 68.8 | Alt | Oil/Gas | 0 |  | 2050-01-01 |  |  | Operational
1094 | Oxnard - PE | USA | SP15 | Oxnard | CA |  | Operational | 5.63 | 5.63 | Alt | Landfill | 0 |  | 2050-01-01 |  |  | Operational
1095 | Oxnard Wastewater Treatment Pl | USA | SP15 | Oxnard | CA |  | Operational | 1.5 | 1.5 | Alt | Oil/Gas | 0 |  | 2050-01-01 |  |  | Operational
1097 | Pacific Coast Manufacturing Co | USA | ZP26 | Bakersfield | CA |  | Operational | 6.05 | 6.05 | Alt | UNK | 0 |  | 2050-01-01 |  |  | Operational
1098 | Pacific Cogeneration Incorpor | USA | PNW | Vancouver | WA |  | Operational | 22.5 | 22.5 | Alt | UNK | 0 |  | 2050-01-01 |  | 1988-01-01 | Operational
1099 | Pacific Oroville Power Inc | USA | NP15 | Oroville | CA |  | Operational | 18.75 | 18.75 | Alt | BIO | 0 |  | 2050-01-01 |  |  | Operational
1103 | Palo Verde | USA | DSW | Phoenix | AZ |  | Operational | 1256 | 1242 | Nuke | UR | 10635 |  | 2050-01-01 |  | 1986-01-01 | Operational
1103 | Palo Verde | USA | DSW | Phoenix | AZ |  | Operational | 1256 | 1242 | Nuke | UR | 10499 |  | 2050-01-01 |  | 1986-09-01 | Operational
1103 | Palo Verde | USA | DSW | Phoenix | AZ |  | Operational | 1260 | 1246.01 | Nuke | UR | 10439 |  | 2050-01-01 |  | 1988-01-01 | Operational
1104 | Palomar Medical Center | USA | SP15 | Escondido | CA |  | Operational | 1.3 | 1.3 | Alt | Oil/Gas | 0 |  | 2050-01-01 |  |  | Operational
1105 | Palos Verdes Gas-to-Energy Fac | USA | SP15 | Rolling Hills Estates | CA |  | Operational | 13 | 13 | Alt | Oil/Gas | 0 |  | 2050-01-01 |  |  | Operational
1106 | Panguitch Micro Energy Cogener | USA | PNW | Magna | UT |  | Operational | 6 | 6 | Alt | UNK | 0 |  | 2050-01-01 |  | 1988-01-01 | Operational
1108 | Paper Pak Products | USA | SP15 | La Verne | CA |  | Operational | 1.42 | 1.42 | Alt | Oil/Gas | 0 |  | 2050-01-01 |  |  | Operational
1115 | Patio Test Cell Solar Turbine | USA | SP15 | Not Given | CA |  | Operational | 11.4 | 11.4 | Alt | UNK | 0 |  | 2050-01-01 |  |  | Operational
1116 | Pawnee | USA | RM | Brush | CO |  | Operational | 511 | 511 | Coal | BIT | 10390 |  | 2050-01-01 |  | 1981-11-01 | Operational
1118 | Payson City Power | USA | PNW | Payson | UT |  | Operational | 2 | 2 | Gas | NG | 10131 |  | 2050-01-01 |  | 1995-04-01 | Operational
1118 | Payson City Power | USA | PNW | Payson | UT |  | Operational | 2 | 2 | Gas | NG | 10131 |  | 2050-01-01 |  | 1995-08-01 | Operational
1118 | Payson City Power | USA | PNW | Payson | UT |  | Operational | 2.65 | 2.65 | Gas | NG | 10131 |  | 2050-01-01 |  | 1988-06-01 | Operational
1118 | Payson City Power | USA | PNW | Payson | UT |  | Operational | 2.65 | 2.65 | Gas | NG | 10131 |  | 2050-01-01 |  | 1988-06-01 | Operational
1119 | PDH Cogeneration Project | USA | RM | Denver | CO |  | Operational | 6.5 | 6.5 | Alt | UNK | 0 |  | 2050-01-01 |  | 1988-01-01 | Operational
1120 | Peach Queen Powerstation | USA | RM | Not Given | CO |  | Operational | 2.5 | 2.5 | Alt | UNK | 0 |  | 2050-01-01 |  | 1988-01-01 | Operational
1122 | Pebbly Beach | USA | SP15 | Not Given | CA |  | Operational | 1.13 | 1.1 | Oil | FO2 | 9373 |  | 2050-01-01 |  |  | Operational
1122 | Pebbly Beach | USA | SP15 | Not Given | CA |  | Operational | 1.4 | 1.3 | Oil | FO2 | 11787 |  | 2050-01-01 |  |  | Operational
1122 | Pebbly Beach | USA | SP15 | Not Given | CA |  | Operational | 1.4 | 1.3 | Oil | FO2 | 11068 |  | 2050-01-01 |  |  | Operational
1122 | Pebbly Beach | USA | SP15 | Not Given | CA |  | Operational | 2.8 | 2.8 | Oil | FO2 | 0 |  | 2050-01-01 |  |  | Operational
1122 | Pebbly Beach | USA | SP15 | Not Given | CA |  | Operational | 1 | 1 | Oil | FO2 | 12019 |  | 2050-01-01 |  |  | Operational
1122 | Pebbly Beach | USA | SP15 | Not Given | CA |  | Operational | 1.5 | 1.4 | Oil | FO2 | 11268 |  | 2050-01-01 |  |  | Operational
1126 | Penrose | USA | SP15 | Sun Valley | CA |  | Operational | 9.38 | 9.38 | Alt | Landfill | 0 |  | 2050-01-01 |  |  | Operational
1129 | Peters Drive Plant | USA | PNW | Hood River | OR |  | Operational | 1.8 | 1.8 | Alt | UNK | 0 |  | 2050-01-01 |  | 1988-01-01 | Operational
1131 | Phelps Dodge Refining Corporat | USA | DSW | El Paso | TX |  | Operational | 19.81 | 19.81 | Alt | UNK | 0 |  | 2050-01-01 |  | 1988-01-01 | Operational
1132 | Phelps Dodge Tyrone Inc | USA | DSW | Tyrone | NM |  | Operational | 45.4 | 45.4 | Alt | UNK | 0 |  | 2050-01-01 |  | 1988-01-01 | Operational
1137 | Pigeon Cove | USA | PNW | Filer | ID |  | Operational | 1.7 | 1.7 | Alt | UNK | 0 |  | 2050-01-01 |  | 1988-01-01 | Operational
1143 | Pine Products Corp | USA | PNW | Prineville | OR |  | Operational | 6 | 6 | Alt | UNK | 0 |  | 2050-01-01 |  | 1988-01-01 | Operational
1147 | Pinon Pine | USA | PNW | Not Given | NV |  | Operational | 105 | 90 | Gas | CGM | 0 |  | 2050-01-01 |  | 1996-11-01 | Operational
1155 | Pitchess Cogeneration Station | USA | SP15 | Saugus | CA |  | Operational | 28.45 | 28.45 | Alt | Oil/Gas | 0 |  | 2050-01-01 |  |  | Operational
1156 | Pittsburg | USA | NP15 | Pittsburg | CA |  | Operational | 163 | 163 | Gas | NG | 10445 |  | 2050-01-01 |  | 1954-09-01 | Operational
1156 | Pittsburg | USA | NP15 | Pittsburg | CA |  | Operational | 163 | 163 | Gas | NG | 10161 |  | 2050-01-01 |  | 1954-08-01 | Operational
1156 | Pittsburg | USA | NP15 | Pittsburg | CA |  | Operational | 163 | 163 | Gas | NG | 10410 |  | 2050-01-01 |  | 1954-12-01 | Operational
1156 | Pittsburg | USA | NP15 | Pittsburg | CA |  | Operational | 163 | 163 | Gas | NG | 10371 |  | 2050-01-01 |  | 1960-09-01 | Operational
1156 | Pittsburg | USA | NP15 | Pittsburg | CA |  | Operational | 325 | 325 | Gas | NG | 9653 |  | 2050-01-01 |  | 1961-06-01 | Operational
1156 | Pittsburg | USA | NP15 | Pittsburg | CA |  | Operational | 325 | 325 | Gas | NG | 9625 |  | 2050-01-01 |  | 1972-12-01 | Operational
1156 | Pittsburg | USA | NP15 | Pittsburg | CA |  | Operational | 720 | 720 | Gas | NG | 9697 |  | 2050-01-01 |  | 1965-12-01 | Operational
1157 | Pittsburg (Dow Chemical Co.) | USA | NP15 | Pittsburg | CA |  | Operational | 70 | 70 | Gas | NG | 12720 |  | 2050-01-01 |  |  | Operational
1158 | Plant No 2 (CA) | USA | SP15 | Huntington Beach | CA |  | Operational | 16 | 16 | Alt | UNK | 0 |  | 2050-01-01 |  |  | Operational
1159 | Plant No. 1 - Orange County | USA | SP15 | Fountain Valley | CA |  | Operational | 7.5 | 7.5 | Alt | UNK | 0 |  | 2050-01-01 |  |  | Operational
1162 | Ples I | USA | SP15 | Commerce | CA |  | Operational | 15 | 15 | Alt | GEO | 0 |  | 2050-01-01 |  |  | Operational
1165 | Pomona Power Facility | USA | SP15 | Pomona | CA |  | Operational | 4.1 | 4.1 | Alt | Oil/Gas | 0 |  | 2050-01-01 |  |  | Operational
1166 | Ponderosa/ Bailey Creek | USA | NP15 | Manton | CA |  | Operational | 1.1 | 1.1 | Alt | UNK | 0 |  | 2050-01-01 |  |  | Operational
1168 | Port of Stockton District Ener | USA | NP15 | Stockton | CA |  | Operational | 50 | 50 | Alt | Coal (Coge | 0 |  | 2050-01-01 |  |  | Operational
1169 | Port Townsend Paper Corporatio | USA | PNW | Not Given | WA |  | Operational | 14.88 | 14.88 | Alt | UNK | 0 |  | 2050-01-01 |  | 1988-01-01 | Operational
1172 | Portola | USA | NP15 | Not Given | CA |  | Operational | 2 | 1.8 | Oil | FO2 | 10336 |  | 2050-01-01 |  |  | Operational
1172 | Portola | USA | NP15 | Not Given | CA |  | Operational | 2 | 1.8 | Oil | FO2 | 10336 |  | 2050-01-01 |  |  | Operational
1172 | Portola | USA | NP15 | Not Given | CA |  | Operational | 2 | 1.8 | Oil | FO2 | 10336 |  | 2050-01-01 |  |  | Operational
1175 | Potrero | USA | SP15 | San Francisco | CA |  | Operational | 207 | 207 | Gas | NG | 9771 |  | 2050-01-01 |  | 1965-12-01 | Operational
1175 | Potrero | USA | SP15 | San Francisco | CA |  | Operational | 52 | 52 | Oil | FO2 | 12080 |  | 2050-01-01 |  | 1976-03-01 | Operational
1175 | Potrero | USA | SP15 | San Francisco | CA |  | Operational | 52 | 52 | Oil | FO2 | 12080 |  | 2050-01-01 |  | 1976-04-01 | Operational
1175 | Potrero | USA | SP15 | San Francisco | CA |  | Operational | 52 | 52 | Oil | FO2 | 12080 |  | 2050-01-01 |  | 1976-05-01 | Operational
1181 | Primary Childrens Medical Cen | USA | PNW | Salt Lake City | UT |  | Operational | 3.2 | 3.2 | Alt | UNK | 0 |  | 2050-01-01 |  | 1988-01-01 | Operational
1182 | Procter & Gamble | USA | NP15 | Not Given | CA |  | Operational | 137.32 | 137.32 | Alt | NA | 0 |  | 2050-01-01 |  |  | Operational
1182 | Procter & Gamble | USA | NP15 | Not Given | CA |  | Operational | 117 | 117 | Gas | NG | 10901 |  | 2050-01-01 |  |  | Operational
1190 | Providence Memorial Hospital | USA | DSW | El Paso | TX |  | Operational | 4.36 | 4.36 | Alt | UNK | 0 |  | 2050-01-01 |  | 1988-01-01 | Operational
1191 | Provo | USA | PNW | Not Given | UT |  | Operational | 2.5 | 2.5 | Gas | NG | 10000 |  | 2050-01-01 |  | 1980-05-01 | Operational
1191 | Provo | USA | PNW | Not Given | UT |  | Operational | 7.5 | 7.5 | Coal | BIT | 14500 |  | 2050-01-01 |  | 1950-03-01 | Operational
1191 | Provo | USA | PNW | Not Given | UT |  | Operational | 2.5 | 2.5 | Gas | NG | 10000 |  | 2050-01-01 |  | 1980-05-01 | Operational
1191 | Provo | USA | PNW | Not Given | UT |  | Operational | 2.5 | 2.5 | Gas | NG | 10000 |  | 2050-01-01 |  | 1980-05-01 | Operational
1191 | Provo | USA | PNW | Not Given | UT |  | Operational | 2.5 | 2.5 | Gas | NG | 10000 |  | 2050-01-01 |  | 1980-05-01 | Operational
1192 | Pueblo | USA | RM | Pueblo | CO |  | Operational | 2 | 2 | Oil | FO2 | 10600 |  | 2050-01-01 |  | 1964-02-01 | Operational
1192 | Pueblo | USA | RM | Pueblo | CO |  | Operational | 2 | 2 | Oil | FO2 | 10600 |  | 2050-01-01 |  | 1964-02-01 | Operational
1192 | Pueblo | USA | RM | Pueblo | CO |  | Operational | 2 | 2 | Oil | FO2 | 10600 |  | 2050-01-01 |  | 1964-02-01 | Operational
1192 | Pueblo | USA | RM | Pueblo | CO |  | Operational | 2 | 2 | Oil | FO2 | 10600 |  | 2050-01-01 |  | 1964-12-01 | Operational
1192 | Pueblo | USA | RM | Pueblo | CO |  | Operational | 2 | 2 | Oil | FO2 | 10600 |  | 2050-01-01 |  | 1964-02-01 | Operational
1192 | Pueblo | USA | RM | Pueblo | CO |  | Operational | 20 | 20 | Gas | NG | 13700 |  | 2050-01-01 |  | 1949-04-01 | Operational
1193 | Puente Hills Energy Recovery | USA | SP15 | Whittier | CA |  | Operational | 54.2 | 54.2 | Alt | UNK | 0 |  | 2050-01-01 |  |  | Operational
1194 | PUENTE HILLS ENERGY RECOVERY A-B | USA | SP15 | LOS ANGELES | CA |  | Operational | 51.1 | 51.1 | Alt | BIO | 0 |  | 2050-01-01 |  |  | Operational
1195 | Pulp Mill Power House | USA | NP15 | Samoa | CA |  | Operational | 20 | 20 | Alt | UNK | 0 |  | 2050-01-01 |  |  | Operational
1197 | PVUSA 1 | USA | NP15 | Not Given | CA |  | Operational | 1 | 1 | Alt | SUN | 0 |  | 2050-01-01 |  |  | Operational
1199 | Qf Biogas | USA | SP15 | Not Given | CA |  | Operational | 7 | 7 | Gas | GAS | 0 |  | 2050-01-01 |  |  | Operational
1203 | Qf Photovoltaics | USA | NP15 | Not Given | CA |  | Operational | 4.6 | 4.6 | Alt | SUN | 0 |  | 2050-01-01 |  |  | Operational
1204 | Qf Renewale Idr. | USA | SP15 | Not Given | CA |  | Operational | 100 | 100 | Alt | NA | 0 |  | 2050-01-01 |  |  | Operational
1204 | Qf Renewale Idr. | USA | SP15 | Not Given | CA |  | Operational | 60 | 60 | Alt | NA | 0 |  | 2050-01-01 |  |  | Operational
1205 | Qf Solid Waste/Biomass | USA | NP15 | Not Given | CA |  | Operational | 469 | 469 | Alt | BIO | 0 |  | 2050-01-01 |  |  | Operational
1208 | Quincy Facility | USA | NP15 | Quincy | CA |  | Operational | 20 | 20 | Alt | UNK | 0 |  | 2050-01-01 |  |  | Operational
1213 | Rathdrum | USA | PNW | Not Given | ID |  | Operational | 88 | 68 | Gas | NG | 10350 |  | 2050-01-01 |  | 1995-01-01 | Operational
1213 | Rathdrum | USA | PNW | Not Given | ID |  | Operational | 88 | 68 | Gas | NG | 10350 |  | 2050-01-01 |  | 1995-01-01 | Operational
1214 | Raton | USA | DSW | Raton | NM |  | Operational | 1.8 | 1.8 | Coal | BIT | 19250 |  | 2050-01-01 |  | 1937-01-01 | Operational
1214 | Raton | USA | DSW | Raton | NM |  | Operational | 3.22 | 3.22 | Coal | BIT | 18100 |  | 2050-01-01 |  | 1951-10-01 | Operational
1214 | Raton | USA | DSW | Raton | NM |  | Operational | 8 | 8 | Coal | BIT | 14200 |  | 2050-01-01 |  | 1961-03-01 | Operational
1215 | Rawhide | USA | RM | Wellington | CO |  | Operational | 269 | 269 | Coal | SUB | 10480 |  | 2050-01-01 |  | 1984-04-01 | Operational
1216 | Rayonier-Port Angeles Mill | USA | PNW | Not Given | WA |  | Operational | 13 | 13 | Alt | UNK | 0 |  | 2050-01-01 |  | 1988-01-01 | Operational
1217 | Recomp of Washington Incorpor | USA | PNW | Ferndale | WA |  | Operational | 2.5 | 2.5 | Alt | UNK | 0 |  | 2050-01-01 |  | 1988-01-01 | Operational
1219 | Red Top Cogeneration Project | USA | NP15 | Merced | CA |  | Operational | 3.6 | 3.6 | Alt | UNK | 0 |  | 2050-01-01 |  |  | Operational
1220 | Redding Power | USA | NP15 | Redding | CA |  | Operational | 18 | 17 | Gas | NG | 13500 |  | 2050-01-01 |  |  | Operational
1220 | Redding Power | USA | NP15 | Redding | CA |  | Operational | 27.57 | 25.5 | Gas | NG | 13500 |  | 2050-01-01 |  |  | Operational
1220 | Redding Power | USA | NP15 | Redding | CA |  | Operational | 27.57 | 25.5 | Gas | NG | 13500 |  | 2050-01-01 |  |  | Operational
1220 | Redding Power | USA | NP15 | Redding | CA |  | Operational | 28 | 28 | Gas | NG | 13500 |  | 2050-01-01 |  |  | Operational
1222 | Redlands Water and Power Compa | USA | RM | Grand Junction | CO |  | Operational | 1.4 | 1.4 | Alt | UNK | 0 |  | 2050-01-01 |  | 1988-01-01 | Operational
1223 | Redondo Beach | USA | SP15 | Redondo Beach | CA |  | Operational | 175 | 175 | Gas | NG | 10374 |  | 2050-01-01 |  | 1954-10-01 | Operational
1223 | Redondo Beach | USA | SP15 | Redondo Beach | CA |  | Operational | 175 | 175 | Gas | NG | 10716 |  | 2050-01-01 |  | 1957-07-01 | Operational
1223 | Redondo Beach | USA | SP15 | Redondo Beach | CA |  | Operational | 480 | 480 | Gas | NG | 9559 |  | 2050-01-01 |  | 1967-02-01 | Operational
1223 | Redondo Beach | USA | SP15 | Redondo Beach | CA |  | Operational | 480 | 480 | Gas | NG | 9500 |  | 2050-01-01 |  | 1967-07-01 | Operational
1226 | Reeves | USA | DSW | Albuquerque | NM |  | Operational | 66 | 66 | Gas | NG | 14690 |  | 2050-01-01 |  | 1962-07-01 | Operational
1226 | Reeves | USA | DSW | Albuquerque | NM |  | Operational | 44 | 44 | Gas | NG | 10972 |  | 2050-01-01 |  | 1958-12-01 | Operational
1226 | Reeves | USA | DSW | Albuquerque | NM |  | Operational | 44 | 44 | Gas | NG | 11143 |  | 2050-01-01 |  | 1960-08-01 | Operational
1227 | Reno Valley Road | USA | PNW | Not Given | NV |  | Operational | 2 | 1.8 | Oil | FO2 | 10215 |  | 2050-01-01 |  | 1960-01-01 | Operational
1227 | Reno Valley Road | USA | PNW | Not Given | NV |  | Operational | 2 | 1.8 | Oil | FO2 | 10215 |  | 2050-01-01 |  | 1960-01-01 | Operational
1227 | Reno Valley Road | USA | PNW | Not Given | NV |  | Operational | 2 | 1.8 | Oil | FO2 | 10215 |  | 2050-01-01 |  | 1960-01-01 | Operational
1229 | Residual (Heber) | USA | PNW | Not Given | UT |  | Operational | 0.75 | 0.75 | Gas | NG | 0 |  | 2050-01-01 |  | 1998-12-01 | Operational
1234 | Rhone-Poulenc Stauffer | USA | NP15 | Not Given | CA |  | Operational | 5 | 5 | Alt | Oil/Gas | 0 |  | 2050-01-01 |  |  | Operational
1235 | Richard J Donovan Correctional Facility Rock Mt | USA | SP15 | San Diego | CA |  | Operational | 2.69 | 2.69 | Alt | Oil/Gas | 0 |  | 2050-01-01 |  |  | Operational
1236 | Richartz | USA | SP15 | Tehachapi | CA |  | Operational | 1.92 | 1.92 | Alt | UNK | 0 |  | 2050-01-01 |  |  | Operational
1237 | Richmond Cogeneration Project | USA | NP15 | Richmond | CA |  | Operational | 125.28 | 125.28 | Alt | UNK | 0 |  | 2050-01-01 |  |  | Operational
1238 | Rincon Facility | USA | SP15 | Ventura | CA |  | Operational | 3.6 | 3.6 | Alt | UNK | 0 |  | 2050-01-01 |  |  | Operational
1240 | Rio Bravo Fresno | USA | SP15 | Fresno | CA |  | Operational | 28 | 28 | Alt | UNK | 0 |  | 2050-01-01 |  |  | Operational
1242 | Rio Bravo Jasmin | USA | ZP26 | Bakersfield | CA |  | Operational | 38.3 | 38.3 | Alt | Coal Cogen | 0 |  | 2050-01-01 |  |  | Operational
1243 | Rio Bravo Poso | USA | ZP26 | Bakersfield | CA |  | Operational | 38.3 | 38.3 | Alt | UNK | 0 |  | 2050-01-01 |  |  | Operational
1244 | Rio Bravo Rocklin | USA | NP15 | Lincoln | CA |  | Operational | 27.96 | 27.96 | Alt | UNK | 0 |  | 2050-01-01 |  |  | Operational
1245 | Rio Grande | USA | DSW | Sunland Park | NM |  | Operational | 150.9 | 150.2 | Gas | NG | 9800 |  | 2050-01-01 |  | 1972-07-01 | Operational
1245 | Rio Grande | USA | DSW | Sunland Park | NM |  | Operational | 48.3 | 48 | Gas | NG | 10500 |  | 2050-01-01 |  | 1958-06-01 | Operational
1245 | Rio Grande | USA | DSW | Sunland Park | NM |  | Operational | 48.4 | 48 | Gas | NG | 11300 |  | 2050-01-01 |  | 1957-06-01 | Operational
1247 | Ripon Mill | USA | NP15 | Ripon | CA |  | Operational | 49.5 | 49.5 | Alt | Oil/Gas | 0 |  | 2050-01-01 |  |  | Operational
1249 | River Road Gen Stat | USA | PNW | Not Given | WA |  | Operational | 260 | 260 | Gas | NG | 6889 |  | 2050-01-01 |  | 1998-01-01 | Operational
1251 | Riverview Ventures Incorporat | USA | SP15 | White Water | CA |  | Operational | 6.62 | 6.62 | Alt | UNK | 0 |  | 2050-01-01 |  |  | Operational
1264 | Rockwood | USA | SP15 | Not Given | CA |  | Operational | 25 | 25 | Gas | NG | 13400 |  | 2050-01-01 |  |  | Operational
1264 | Rockwood | USA | SP15 | Not Given | CA |  | Operational | 25 | 25 | Oil | FO2 | 13400 |  | 2050-01-01 |  |  | Operational
1266 | Rocky Ford | USA | RM | Rocky Ford | CO |  | Operational | 2 | 2 | Oil | FO2 | 10700 |  | 2050-01-01 |  | 1964-06-01 | Operational
1266 | Rocky Ford | USA | RM | Rocky Ford | CO |  | Operational | 2 | 2 | Oil | FO2 | 10700 |  | 2050-01-01 |  | 1964-06-01 | Operational
1266 | Rocky Ford | USA | RM | Rocky Ford | CO |  | Operational | 2 | 2 | Oil | FO2 | 10700 |  | 2050-01-01 |  | 1964-06-01 | Operational
1266 | Rocky Ford | USA | RM | Rocky Ford | CO |  | Operational | 2 | 2 | Oil | FO2 | 10700 |  | 2050-01-01 |  | 1964-06-01 | Operational
1266 | Rocky Ford | USA | RM | Rocky Ford | CO |  | Operational | 2 | 2 | Oil | FO2 | 10700 |  | 2050-01-01 |  | 1964-06-01 | Operational
1269 | Rohr Industries Inc. | USA | SP15 | Riverside | CA |  | Operational | 4 | 4 | Alt | UNK | 0 |  | 2050-01-01 |  |  | Operational
1270 | Rohr-Chula Vista-Cogeneration | USA | SP15 | Chula Vista | CA |  | Operational | 9 | 9 | Alt | UNK | 0 |  | 2050-01-01 |  |  | Operational
1272 | Rollins - YBR | USA | NP15 | Not Given | CA |  | Operational | 13.5 | 13.5 | Alt | UNK | 0 |  | 2050-01-01 |  |  | Operational
1274 | Roosevelt Regional Landfill | USA | PNW | Not Given | WA |  | Operational | 20 | 20 | Alt | UNK | 0 |  | 2050-01-01 |  | 1988-01-01 | Operational
1275 | Roseville Combustion Turbines | USA | NP15 | Not Given | CA |  | Operational | 28.26 | 25.98 | Gas | NG | 15750 |  | 2050-01-01 |  |  | Operational
1275 | Roseville Combustion Turbines | USA | NP15 | Not Given | CA |  | Operational | 27.68 | 25.45 | Gas | NG | 15750 |  | 2050-01-01 |  |  | Operational
1279 | Rupert Cogeneration Project | USA | PNW | Rupert | ID |  | Operational | 10 | 10 | Alt | UNK | 0 |  | 2050-01-01 |  | 1988-01-01 | Operational
1285 | Sacramento | USA | NP15 | Not Given | CA |  | Operational | 21.1 | 21.1 | Alt | UNK | 0 |  | 2050-01-01 |  |  | Operational
1287 | Saguaro | USA | DSW | Tucson | AZ |  | Operational | 64 | 47 | Gas | NG | 13718 |  | 2050-01-01 |  | 1973-07-01 | Operational
1287 | Saguaro | USA | DSW | Tucson | AZ |  | Operational | 99 | 99 | Gas | NG | 11322 |  | 2050-01-01 |  | 1955-06-01 | Operational
1287 | Saguaro | USA | DSW | Tucson | AZ |  | Operational | 110 | 110 | Gas | NG | 11195 |  | 2050-01-01 |  | 1954-07-01 | Operational
1287 | Saguaro | USA | DSW | Tucson | AZ |  | Operational | 64 | 47 | Gas | NG | 13623 |  | 2050-01-01 |  | 1972-05-01 | Operational
1288 | Saguaro Power Co. | USA | DSW | Henderson | NV |  | Operational | 127.35 | 127.35 | Gas | NG | 11702 |  | 2050-01-01 |  | 1991-01-01 | Operational
1289 | Saint Agnes Medical Center | USA | NP15 | Not Given | CA |  | Operational | 2.33 | 2.33 | Alt | Oil/Gas | 0 |  | 2050-01-01 |  |  | Operational
1290 | Saint Johns Hospital & Health | USA | SP15 | Santa Monica | CA |  | Operational | 1.08 | 1.08 | Alt | Oil/Gas | 0 |  | 2050-01-01 |  |  | Operational
1294 | Salinas | USA | NP15 | Salinas | CA |  | Operational | 1.45 | 1.45 | Alt | UNK | 0 |  | 2050-01-01 |  |  | Operational
1295 | Salinas River Cogeneration Com | USA | NP15 | San Ardo | CA |  | Operational | 38.94 | 38.94 | Alt | Oil/Gas | 0 |  | 2050-01-01 |  |  | Operational
1296 | Salk Institute | USA | SP15 | La Jolla | CA |  | Operational | 1.3 | 1.3 | Alt | UNK | 0 |  | 2050-01-01 |  |  | Operational
1297 | Salmon | USA | PNW | Not Given | ID |  | Operational | 2.75 | 2.75 | Oil | FO2 | 13317 |  | 2050-01-01 |  | 1967-01-01 | Operational
1297 | Salmon | USA | PNW | Not Given | ID |  | Operational | 2.75 | 2.75 | Oil | FO2 | 13317 |  | 2050-01-01 |  | 1967-01-01 | Operational
1301 | Salton Sea Unit 1 | USA | SP15 | Calipatria | CA |  | Operational | 10 | 10 | Alt | GEO | 0 |  | 2050-01-01 |  |  | Operational
1302 | Salton Sea Unit 2 | USA | SP15 | Calipatria | CA |  | Operational | 20 | 20 | Alt | GEO | 0 |  | 2050-01-01 |  |  | Operational
1303 | Salton Sea Unit 3 | USA | SP15 | Calipatria | CA |  | Operational | 53.97 | 53.97 | Alt | GEO | 0 |  | 2050-01-01 |  |  | Operational
1304 | Salton Sea Unit 4 | USA | SP15 | Calipatria | CA |  | Operational | 51 | 51 | Alt | GEO | 0 |  | 2050-01-01 |  |  | Operational
1305 | San Antonio Community Hospital | USA | SP15 | Upland | CA |  | Operational | 1.8 | 1.8 | Alt | Oi/Gas | 0 |  | 2050-01-01 |  |  | Operational
1306 | San Bernardino | USA | SP15 | Loma Linda | CA |  | Operational | 63 | 63 | Gas | NG | 11523 |  | 1900-01-01 |  | 1957-06-01 | Operational
1306 | San Bernardino | USA | SP15 | Loma Linda | CA |  | Operational | 63 | 63 | Gas | NG | 11577 |  | 1900-01-01 |  | 1958-07-01 | Operational
1307 | San Diego Power & Cooling Comp | USA | SP15 | Not Given | CA |  | Operational | 1.6 | 1.6 | Alt | Oil/Gas | 0 |  | 2050-01-01 |  |  | Operational
1308 | San Diego State University | USA | SP15 | San Diego | CA |  | Operational | 2.5 | 2.5 | Alt | Oil/Gas | 0 |  | 2050-01-01 |  |  | Operational
1316 | San Gabriel Mill | USA | SP15 | Pomona | CA |  | Operational | 36 | 36 | Alt | Oil/Gas | 0 |  | 2050-01-01 |  |  | Operational
1319 | San Jacinto Power Co. | USA | SP15 | Not Given | CA |  | Operational | 19 | 19 | Alt | UNK | 0 |  | 2050-01-01 |  |  | Operational
1324 | San Joaquin Cogen | USA | NP15 | Lathrop | CA |  | Operational | 48 | 48 | Alt | NG | 8842 |  | 2050-01-01 |  |  | Operational
1325 | San Jose Cogeneration | USA | NP15 | San Jose | CA |  | Operational | 6 | 6 | Alt | Oil/Gas | 0 |  | 2050-01-01 |  |  | Operational
1326 | San Jose Convention Center | USA | NP15 | Not Given | CA |  | Operational | 1.5 | 1.5 | Alt | Oil/Gas | 0 |  | 2050-01-01 |  |  | Operational
1327 | San Juan (NM) | USA | DSW | Waterflow | NM |  | Operational | 488 | 488 | Coal | SUB | 12258 |  | 2050-01-01 |  | 1979-12-01 | Operational
1327 | San Juan (NM) | USA | DSW | Waterflow | NM |  | Operational | 498.05 | 498.05 | Coal | SUB | 10389 |  | 2050-01-01 |  | 1982-04-01 | Operational
1327 | San Juan (NM) | USA | DSW | Waterflow | NM |  | Operational | 312 | 312 | Coal | SUB | 12869 |  | 2050-01-01 |  | 1973-11-01 | Operational
1327 | San Juan (NM) | USA | DSW | Waterflow | NM |  | Operational | 316 | 316 | Coal | SUB | 11255 |  | 2050-01-01 |  | 1976-12-01 | Operational
1328 | San Juan Gas Processing Plant | USA | DSW | Not Given | NM |  | Operational | 8.06 | 8.06 | Alt | UNK | 0 |  | 2050-01-01 |  | 1988-01-01 | Operational
1330 | San Marcos | USA | SP15 | San Marcos | CA |  | Operational | 1.9 | 1.9 | Alt | Landfill | 0 |  | 2050-01-01 |  |  | Operational
1331 | San Onofre | USA | SP15 | San Clemente | CA |  | Operational | 1070 | 1070 | Nuke | UR | 9887 |  | 2050-01-01 |  |  | Operational
1331 | San Onofre | USA | SP15 | San Clemente | CA |  | Operational | 1080 | 1080 | Nuke | UR | 9887 |  | 2050-01-01 |  |  | Operational
1333 | Sand Bar Power Plant | USA | NP15 | Pinecrest | CA |  | Operational | 16.2 | 16.2 | Alt | UNK | 0 |  | 2050-01-01 |  |  | Operational
1338 | Santa Barbara Cottage Hospital | USA | NP15 | Santa Barbara | CA |  | Operational | 2.25 | 2.25 | Alt | Oil/Gas | 0 |  | 2050-01-01 |  |  | Operational
1339 | Santa Clara - PE | USA | NP15 | Santa Clara | CA |  | Operational | 1.45 | 1.45 | Alt | UNK | 0 |  | 2050-01-01 |  |  | Operational
1340 | Santa Clara - ZSI | USA | NP15 | Livermore | CA |  | Operational | 18 | 18 | Alt | UNK | 0 |  | 2050-01-01 |  |  | Operational
1342 | Santa Fe Geothermal Facility | USA | NP15 | Middletown | CA |  | Operational | 88.2 | 88.2 | Alt | GST | 0 |  | 2050-01-01 |  |  | Operational
1342 | Santa Fe Geothermal Facility | USA | NP15 | Middletown | CA |  | Operational | 48.5 | 48.5 | Alt | GST | 0 |  | 2050-01-01 |  |  | Operational
1344 | Santa Maria Cogen Plant | USA | ZP26 | Santa Maria | CA |  | Operational | 9.55 | 9.55 | Alt | Oil/Gas | 0 |  | 2050-01-01 |  |  | Operational
1345 | Santa Monica Bay Hotel | USA | SP15 | Santa Monica | CA |  | Operational | 1.03 | 1.03 | Alt | Oil/Gas | 0 |  | 2050-01-01 |  |  | Operational
1346 | Santa Ynez Facility | USA | SP15 | Goleta | CA |  | Operational | 49.3 | 49.3 | Alt | Oil/Gas | 0 |  | 2050-01-01 |  |  | Operational
1347 | Santan | USA | DSW | Not Given | AZ |  | Operational | 88 | 77 | Gas | NG | 8777 |  | 2050-01-01 |  | 1975-05-01 | Operational
1347 | Santan | USA | DSW | Not Given | AZ |  | Operational | 85 | 74 | Gas | NG | 8894 |  | 2050-01-01 |  | 1974-12-01 | Operational
1347 | Santan | USA | DSW | Not Given | AZ |  | Operational | 87 | 76 | Gas | NG | 9276 |  | 2050-01-01 |  | 1974-10-01 | Operational
1347 | Santan | USA | DSW | Not Given | AZ |  | Operational | 91 | 80 | Gas | NG | 8650 |  | 2050-01-01 |  | 1974-10-01 | Operational
1348 | Sargent Canyon Cogeneration Co | USA | NP15 | San Ardo | CA |  | Operational | 38.27 | 38.27 | Alt | Oil/Gas | 0 |  | 2050-01-01 |  |  | Operational
1352 | Sayles Flat Hydro Electric Pro | USA | PNW | Bellevue | WA |  | Operational | 2.95 | 2.95 | Alt | UNK | 0 |  | 2050-01-01 |  | 1988-01-01 | Operational
1355 | Scattergood Generating Station | USA | SP15 | Playa Del Rey | CA |  | Operational | 179 | 179 | Gas | NG | 9697 |  | 2050-01-01 |  | 1958-10-01 | Operational
1355 | Scattergood Generating Station | USA | SP15 | Playa Del Rey | CA |  | Operational | 179 | 179 | Gas | NG | 9795 |  | 2050-01-01 |  | 1959-07-01 | Operational
1355 | Scattergood Generating Station | USA | SP15 | Playa Del Rey | CA |  | Operational | 445 | 445 | Gas | NG | 9031 |  | 2050-01-01 |  | 1974-10-01 | Operational
1358 | Scripps Memorial Hospital | USA | SP15 | La Jolla | CA |  | Operational | 1.6 | 1.6 | Alt | UNK | 0 |  | 2050-01-01 |  |  | Operational
1359 | SCTI/ Power Pak | USA | NP15 | Canoga Park | CA |  | Operational | 26.9 | 26.9 | Alt | UNK | 0 |  | 2050-01-01 |  |  | Operational
1362 | Second Imperial Geothermal Com | USA | SP15 | Heber | CA |  | Operational | 48 | 48 | Alt | GEO | 0 |  | 2050-01-01 |  |  | Operational
1363 | SEGS I | USA | SP15 | Daggett | CA |  | Operational | 13.7 | 13.7 | Alt | UNK | 0 |  | 2050-01-01 |  |  | Operational
1364 | SEGS II | USA | SP15 | Daggett | CA |  | Operational | 30 | 30 | Alt | UNK | 0 |  | 2050-01-01 |  |  | Operational
1365 | SEGS III | USA | SP15 | Boron | CA |  | Operational | 30 | 30 | Alt | UNK | 0 |  | 2050-01-01 |  |  | Operational
1366 | SEGS IV | USA | SP15 | Boron | CA |  | Operational | 30 | 30 | Alt | UNK | 0 |  | 2050-01-01 |  |  | Operational
1367 | SEGS IX | USA | SP15 | Hinkley | CA |  | Operational | 80 | 80 | Alt | SUN | 10000 |  | 2050-01-01 |  |  | Operational
1368 | SEGS V | USA | SP15 | Boron | CA |  | Operational | 30 | 30 | Alt | UNK | 0 |  | 2050-01-01 |  |  | Operational
1369 | SEGS VI | USA | SP15 | Boron | CA |  | Operational | 30 | 30 | Alt | UNK | 0 |  | 2050-01-01 |  |  | Operational
1370 | SEGS VII | USA | SP15 | Boron | CA |  | Operational | 30 | 30 | Alt | UNK | 0 |  | 2050-01-01 |  |  | Operational
1371 | SEGS VIII | USA | SP15 | Hinkley | CA |  | Operational | 80 | 80 | Alt | SUN | 10000 |  | 2050-01-01 |  |  | Operational
1375 | SF Phosphates Limited Co. | USA | PNW | Not Given | WY |  | Operational | 13 | 13 | Alt | WH | 0 |  | 2050-01-01 |  | 1994-01-01 | Operational
1382 | Shasta Mill | USA | NP15 | Anderson | CA |  | Operational | 40.49 | 40.49 | Alt | UNK | 0 |  | 2050-01-01 |  |  | Operational
1384 | Short Mountain | USA | PNW | Not Given | OR |  | Operational | 0.8 | 0.8 | Alt | MTE | 9517 |  | 2050-01-01 |  | 1992-02-01 | Operational
1384 | Short Mountain | USA | PNW | Not Given | OR |  | Operational | 0.8 | 0.8 | Alt | MTE | 9517 |  | 2050-01-01 |  | 1992-02-01 | Operational
1384 | Short Mountain | USA | PNW | Not Given | OR |  | Operational | 0.8 | 0.8 | Alt | MTE | 9517 |  | 2050-01-01 |  | 1993-11-01 | Operational
1384 | Short Mountain | USA | PNW | Not Given | OR |  | Operational | 0.8 | 0.8 | Alt | MTE | 9517 |  | 2050-01-01 |  | 1993-11-01 | Operational
1384 | Short Mountain | USA | PNW | Not Given | OR |  | Operational | 1.6 | 1.6 | Alt | REF | 0 |  | 2050-01-01 |  | 1997-12-01 | Operational
1391 | Sierra City Mbl | USA | NP15 | Not Given | CA |  | Operational | 0.34 | 0.34 | Oil | FO2 | 0 |  | 2050-01-01 |  |  | Operational
1392 | Sierra Power Corporation | USA | SP15 | Terra Bella | CA |  | Operational | 7.5 | 7.5 | Alt | UNK | 0 |  | 2050-01-01 |  |  | Operational
1395 | Sinclair Oil Refinery | USA | PNW | Sinclair | WY |  | Operational | 3.35 | 3.35 | Alt | UNK | 0 |  | 2050-01-01 |  | 1988-01-01 | Operational
1397 | Site 980+65 | USA | NP15 | Not Given | CA |  | Operational | 2.14 | 2.14 | Alt | UNK | 0 |  | 2050-01-01 |  |  | Operational
1399 | Skagit County Resource Recover | USA | PNW | Not Given | WA |  | Operational | 2.7 | 2.7 | Alt | REF | 0 |  | 2050-01-01 |  | 1988-01-01 | Operational
1408 | Smith Falls Hydroelectric Proj | USA | PNW | Bonners Ferry | ID |  | Operational | 38.15 | 38.15 | Alt | UNK | 0 |  | 2050-01-01 |  | 1988-01-01 | Operational
1409 | Smud - HQ Fuel Cell | USA | NP15 | Not Given | CA |  | Operational | 0.2 | 0.2 | Gas | NG | 0 |  | 2050-01-01 |  |  | Operational
1410 | Smurfit Newsprint Corporation | USA | SP15 | Pomona | CA |  | Operational | 16.3 | 16.3 | Alt | Oil/Gas | 0 |  | 2050-01-01 |  |  | Operational
1417 | Snow Mountain Pine Ltd | USA | PNW | Hines | OR |  | Operational | 9.38 | 9.38 | Alt | UNK | 0 |  | 2050-01-01 |  | 1988-01-01 | Operational
1418 | Snowflake Paper Mill | USA | DSW | Snowflake | AZ |  | Operational | 1.83 | 1.83 | Alt | UNK | 0 |  | 2050-01-01 |  | 1998-01-01 | Operational
1418 | Snowflake Paper Mill | USA | DSW | Snowflake | AZ |  | Operational | 7.33 | 7.33 | Alt | UNK | 0 |  | 2050-01-01 |  | 1999-01-01 | Operational
1421 | Soda Lake Geothermal No I & II | USA | DSW | Fallon | NV |  | Operational | 21.21 | 16.31 | Alt | GST | 0 |  | 2050-01-01 |  | 1991-01-01 | Operational
1421 | Soda Lake Geothermal No I & II | USA | DSW | Fallon | NV |  | Operational | 4.89 | 3.26 | Alt | GST | 0 |  | 2050-01-01 |  | 1987-01-01 | Operational
1425 | Solano County Cogeneration Pla | USA | NP15 | Fairfield | CA |  | Operational | 1.45 | 1.45 | Alt | Oil/Gas | 0 |  | 2050-01-01 |  |  | Operational
1426 | Solar - AZPS | USA | DSW | Not Given | AZ |  | Operational | 1 | 1 | Alt | SUN | 0 |  | 2050-01-01 |  | 1999-01-01 | Operational
1426 | Solar - AZPS | USA | DSW | Not Given | AZ |  | Operational | 1 | 1 | Alt | SUN | 0 |  | 2050-01-01 |  | 1999-01-01 | Operational
1426 | Solar - AZPS | USA | DSW | Not Given | AZ |  | Operational | 0.5 | 0.5 | Alt | SUN | 0 |  | 2050-01-01 |  | 1998-01-01 | Operational
1426 | Solar - AZPS | USA | DSW | Not Given | AZ |  | Operational | 0.2 | 0.2 | Alt | SUN | 0 |  | 2050-01-01 |  | 1996-06-01 | Operational
1428 | Solar - SMUD | USA | SP15 | Not Given | CA |  | Operational | 1 | 1 | Alt | SUN | 0 |  | 2050-01-01 |  |  | Operational
1428 | Solar - SMUD | USA | SP15 | Not Given | CA |  | Operational | 1 | 1 | Alt | SUN | 0 |  | 2050-01-01 |  |  | Operational
1430 | Soledad Energy Partnership | USA | NP15 | Soledad | CA |  | Operational | 13.4 | 13.4 | Alt | BIO | 0 |  | 2050-01-01 |  |  | Operational
1431 | Sonoma Power Plant (Smudgeo) | USA | NP15 | Middletown | CA |  | Operational | 72 | 72 | Alt | GEO | 16200 |  | 2050-01-01 |  |  | Operational
1433 | South Bay | USA | SP15 | Chula Vista | CA |  | Operational | 150 | 150 | Gas | NG | 9800 |  | 2050-01-01 |  | 1962-06-01 | Operational
1433 | South Bay | USA | SP15 | Chula Vista | CA |  | Operational | 175 | 175 | Gas | NG | 9900 |  | 2050-01-01 |  | 1964-09-01 | Operational
1433 | South Bay | USA | SP15 | Chula Vista | CA |  | Operational | 222 | 222 | Gas | NG | 11400 |  | 2050-01-01 |  | 1971-12-01 | Operational
1433 | South Bay | USA | SP15 | Chula Vista | CA |  | Operational | 22 | 19 | Gas | NG | 13400 |  | 2050-01-01 |  |  | Operational
1433 | South Bay | USA | SP15 | Chula Vista | CA |  | Operational | 143 | 143 | Gas | NG | 9500 |  | 2050-01-01 |  |  | Operational
1434 | South Belridge Cogen Facility | USA | ZP26 | Mc Kittrick | CA |  | Operational | 60 | 60 | Alt | UNK | 0 |  | 2050-01-01 |  |  | Operational
1435 | South Belridge Cogeneration Fa | USA | ZP26 | Mc Kittrick | CA |  | Operational | 9.5 | 9.5 | Alt | UNK | 0 |  | 2050-01-01 |  |  | Operational
1437 | South Dry Creek Hydroelectric | USA | PNW | Red Lodge | MT |  | Operational | 2 | 2 | Alt | UNK | 0 |  | 2050-01-01 |  | 1988-01-01 | Operational
1439 | South Forks Hydro | USA | PNW | Hansen | ID |  | Operational | 8 | 8 | Alt | UNK | 0 |  | 2050-01-01 |  | 1988-01-01 | Operational
1441 | South Whidbey | USA | PNW | Not Given | WA |  | Operational | 28.5 | 25.6 | Oil | FO2 | 12510 |  | 2050-01-01 |  | 1973-01-01 | Operational
1442 | Southeast Kern River Cogen | USA | ZP26 | Bakersfield | CA |  | Operational | 27.6 | 27.6 | Alt | UNK | 0 |  | 2050-01-01 |  |  | Operational
1443 | Southeast Resource Recovery | USA | SP15 | Long Beach | CA |  | Operational | 35.6 | 35.6 | Alt | UNK | 0 |  | 2050-01-01 |  |  | Operational
1445 | Southside Water Reclamation Pl | USA | DSW | Albuquerque | NM |  | Operational | 2.27 | 2.27 | Alt | UNK | 0 |  | 2050-01-01 |  | 1984-10-01 | Operational
1446 | Southwest Marine Inc. | USA | SP15 | San Diego | CA |  | Operational | 1.3 | 1.3 | Alt | Oil/Gas | 0 |  | 2050-01-01 |  |  | Operational
1447 | Spadra Landfill Gas-to Energy | USA | SP15 | Pomona | CA |  | Operational | 9.66 | 9.66 | Alt | Landfill | 0 |  | 2050-01-01 |  |  | Operational
1455 | Spokane Msw | USA | PNW | Not Given | WA |  | Operational | 23 | 23 | Alt | REF | 0 |  | 2050-01-01 |  | 1991-01-01 | Operational
1461 | Springerville | USA | DSW | Springerville | AZ |  | Operational | 380 | 380 | Coal | SUB | 8914 |  | 2050-01-01 |  | 1990-06-01 | Operational
1461 | Springerville | USA | DSW | Springerville | AZ |  | Operational | 380 | 380 | Coal | SUB | 9088 |  | 2050-01-01 |  | 1985-06-01 | Operational
1463 | Springfield Oregon | USA | PNW | Not Given | OR |  | Operational | 25 | 25 | Alt | UNK | 0 |  | 2050-01-01 |  | 1988-01-01 | Operational
1464 | SRI International Cogen Projec | USA | NP15 | Menlo Park | CA |  | Operational | 6 | 6 | Alt | Oil/Gas | 0 |  | 2050-01-01 |  |  | Operational
1465 | St Luke Medical Center | USA | SP15 | Pasadena | CA |  | Operational | 1 | 1 | Alt | Oil/Gas | 0 |  | 2050-01-01 |  |  | Operational
1472 | Stanislaus Resource Recovery F | USA | NP15 | Crows Landing | CA |  | Operational | 24 | 24 | Alt | BIO | 0 |  | 2050-01-01 |  |  | Operational
1478 | Steamboat 1 | USA | DSW | Steamboat | NV |  | Operational | 6.39 | 5.11 | Alt | GST | 0 |  | 2050-01-01 |  | 1986-01-01 | Operational
1478 | Steamboat 1 | USA | DSW | Steamboat | NV |  | Operational | 2.56 | 1.56 | Alt | GST | 0 |  | 2050-01-01 |  | 1988-01-01 | Operational
1479 | Steamboat Hills Geothermal Pla | USA | DSW | Reno | NV |  | Operational | 60.2 | 55.19 | Alt | GST | 0 |  | 2050-01-01 |  | 1988-01-01 | Operational
1480 | Steamboat II | USA | DSW | Steamboat | NV |  | Operational | 22.6 | 15.65 | Alt | GST | 0 |  | 2050-01-01 |  | 1992-01-01 | Operational
1481 | Steamboat III | USA | DSW | Steamboat | NV |  | Operational | 22.6 | 15.65 | Alt | GST | 0 |  | 2050-01-01 |  | 1992-01-01 | Operational
1483 | STIG - Lodi | USA | NP15 | Not Given | CA |  | Operational | 49 | 49 | Gas | NG | 12531 |  | 2050-01-01 |  |  | Operational
1484 | Stillwater Facility | USA | DSW | Fallon | NV |  | Operational | 21 | 11.31 | Alt | GST | 0 |  | 2050-01-01 |  | 1989-01-01 | Operational
1485 | Stockton CoGen Co. | USA | NP15 | Stockton | CA |  | Operational | 55.1 | 55.1 | Alt | Coal (Coge | 0 |  | 2050-01-01 |  |  | Operational
1486 | Stone Container Corp (MT) | USA | PNW | Missoula | MT |  | Operational | 10.88 | 10.88 | Alt | UNK | 0 |  | 2050-01-01 |  | 1988-01-01 | Operational
1492 | Success Power Project | USA | SP15 | Porterville | CA |  | Operational | 1.57 | 1.57 | Alt | UNK | 0 |  | 2050-01-01 |  |  | Operational
1493 | Sugarloaf Generating Facility | USA | PNW | Saint George | UT |  | Operational | 7 | 7 | Oil | FO2 | 9022 |  | 2050-01-01 |  | 1987-05-01 | Operational
1493 | Sugarloaf Generating Facility | USA | PNW | Saint George | UT |  | Operational | 7 | 7 | Oil | FO2 | 9022 |  | 2050-01-01 |  | 1987-05-01 | Operational
1496 | Sumas Cogeneration Co. L/P | USA | PNW | Sumas | WA |  | Operational | 125.54 | 125.54 | Gas | NG | 0 |  | 2050-01-01 |  | 1993-01-01 | Operational
1500 | Sunnyside | USA | PNW | Not Given | UT |  | Operational | 53 | 53 | Alt | WC | 0 |  | 2050-01-01 |  | 1993-01-01 | Operational
1501 | Sunnyside Cogeneration Associa | USA | PNW | Sunnyside | UT |  | Operational | 58.1 | 58.1 | Alt | UNK | 0 |  | 2050-01-01 |  | 1988-01-01 | Operational
1502 | Sunnyside Cogeneration Partner | USA | NP15 | Salinas | CA |  | Operational | 6 | 6 | Alt | UNK | 0 |  | 2050-01-01 |  |  | Operational
1503 | Sunrise (NV) | USA | DSW | Las Vegas | NV |  | Operational | 80 | 80 | Gas | NG | 10000 |  | 2050-01-01 |  | 1964-05-01 | Operational
1503 | Sunrise (NV) | USA | DSW | Las Vegas | NV |  | Operational | 76 | 69 | Gas | NG | 13100 |  | 2050-01-01 |  | 1974-10-01 | Operational
1506 | Sunterra Gas Processing Kutz P | USA | DSW | Not Given | NM |  | Operational | 4.8 | 4.8 | Alt | UNK | 0 |  | 2050-01-01 |  | 1988-01-01 | Operational
1507 | Susanville Facility | USA | NP15 | Not Given | CA |  | Operational | 14.34 | 14.34 | Alt | UNK | 0 |  | 2050-01-01 |  |  | Operational
1515 | Swift Creek Power Co. | USA | PNW | Afton | WY |  | Operational | 1.5 | 1.5 | Alt | UNK | 0 |  | 2050-01-01 |  | 1988-01-01 | Operational
1516 | SWWF II Inc. | USA | SP15 | Not Given | CA |  | Operational | 6.72 | 6.72 | Alt | UNK | 0 |  | 2050-01-01 |  |  | Operational
1517 | Sycamore Cogeneration Co. | USA | ZP26 | Bakersfield | CA |  | Operational | 300 | 300 | Gas | NG | 11144 |  | 2050-01-01 |  |  | Operational
1518 | Sycamore San Diego | USA | SP15 | Santee | CA |  | Operational | 1.9 | 1.9 | Alt | Landfill | 0 |  | 2050-01-01 |  |  | Operational
1520 | TA 3 | USA | DSW | Not Given | NM |  | Operational | 4 | 4 | Gas | NG | 14024 |  | 2050-01-01 |  | 1946-01-01 | Operational
1520 | TA 3 | USA | DSW | Not Given | NM |  | Operational | 5 | 5 | Gas | NG | 14024 |  | 2050-01-01 |  | 1946-01-01 | Operational
1520 | TA 3 | USA | DSW | Not Given | NM |  | Operational | 9 | 9 | Gas | NG | 13475 |  | 2050-01-01 |  | 1946-01-01 | Operational
1522 | Tads | USA | PNW | Not Given | NV |  | Operational | 1 | 1 | Alt | GST | 23924 |  | 2050-01-01 |  | 1987-01-01 | Operational
1522 | Tads | USA | PNW | Not Given | NV |  | Operational | 1 | 1 | Alt | GST | 23924 |  | 2050-01-01 |  | 1986-01-01 | Operational
1523 | Tads Enterprises Geothermal P | USA | DSW | Yerington | NV |  | Operational | 1 | 1 | Alt | GST | 0 |  | 2050-01-01 |  | 1986-01-01 | Operational
1523 | Tads Enterprises Geothermal P | USA | DSW | Yerington | NV |  | Operational | 1 | 1 | Alt | GST | 0 |  | 2050-01-01 |  | 1987-01-01 | Operational
1524 | Tamarack Energy Partnership | USA | PNW | New Meadows | ID |  | Operational | 6.25 | 6.25 | Alt | UNK | 0 |  | 2050-01-01 |  | 1988-01-01 | Operational
1525 | Tannehill Electric Co. | USA | ZP26 | Taft | CA |  | Operational | 17.6 | 17.6 | Alt | UNK | 0 |  | 2050-01-01 |  |  | Operational
1530 | Ferndale | USA | PNW | Ferndale | WA |  | Operational | 245 | 245 | Gas | NG | 10000 |  | 2050-01-01 |  | 1994-04-01 | Operational
1532 | Texaco Los Angeles Plant | USA | SP15 | Wilmington | CA |  | Operational | 60 | 60 | Alt | RG | 0 |  | 2050-01-01 |  |  | Operational
1532 | Texaco Los Angeles Plant | USA | SP15 | Wilmington | CA |  | Operational | 23 | 23 | Alt | RG | 0 |  | 2050-01-01 |  |  | Operational
1533 | Texas-Ohio Power Inc. | USA | RM | Johnstown | CO |  | Operational | 3.3 | 3.3 | Alt | UNK | 0 |  | 2050-01-01 |  | 1988-01-01 | Operational
1534 | Amalgamated Sugar Co., The | USA | PNW | Twin Falls | ID |  | Operational | 9 | 9 | Alt | UNK | 0 |  | 2050-01-01 |  | 1988-01-01 | Operational
1535 | Geysers, The | USA | NP15 | Not Given | CA |  | Operational | 53 | 53 | Alt | GST | 21690 |  | 2050-01-01 |  |  | Operational
1535 | Geysers, The | USA | NP15 | Not Given | CA |  | Operational | 106 | 106 | Alt | GST | 21376 |  | 2050-01-01 |  |  | Operational
1535 | Geysers, The | USA | NP15 | Not Given | CA |  | Operational | 106 | 106 | Alt | GST | 21376 |  | 2050-01-01 |  |  | Operational
1535 | Geysers, The | USA | NP15 | Not Given | CA |  | Operational | 133 | 133 | Alt | GST | 22372 |  | 2050-01-01 |  |  | Operational
1535 | Geysers, The | USA | NP15 | Not Given | CA |  | Operational | 109 | 109 | Alt | GST | 21376 |  | 2050-01-01 |  |  | Operational
1535 | Geysers, The | USA | NP15 | Not Given | CA |  | Operational | 113 | 113 | Alt | GST | 21529 |  | 2050-01-01 |  |  | Operational
1535 | Geysers, The | USA | NP15 | Not Given | CA |  | Operational | 113 | 113 | Alt | GST | 21544 |  | 2050-01-01 |  |  | Operational
1535 | Geysers, The | USA | NP15 | Not Given | CA |  | Operational | 113 | 113 | Alt | GST | 21544 |  | 2050-01-01 |  |  | Operational
1535 | Geysers, The | USA | NP15 | Not Given | CA |  | Operational | 53 | 53 | Alt | GST | 21690 |  | 2050-01-01 |  |  | Operational
1535 | Geysers, The | USA | NP15 | Not Given | CA |  | Operational | 53 | 53 | Alt | GST | 21690 |  | 2050-01-01 |  |  | Operational
1535 | Geysers, The | USA | NP15 | Not Given | CA |  | Operational | 53 | 53 | Alt | GST | 21690 |  | 2050-01-01 |  |  | Operational
1535 | Geysers, The | USA | NP15 | Not Given | CA |  | Operational | 53 | 53 | Alt | GST | 21690 |  | 2050-01-01 |  |  | Operational
1535 | Geysers, The | USA | NP15 | Not Given | CA |  | Operational | 53 | 53 | Alt | GST | 21690 |  | 2050-01-01 |  |  | Operational
1536 | Pacific Lumber Co., The | USA | NP15 | Scotia | CA |  | Operational | 25 | 25 | Alt | UNK | 0 |  | 2050-01-01 |  |  | Operational
1537 | Phoenician Resort, The | USA | DSW | Scottsdale | AZ |  | Operational | 1.65 | 1.65 | Alt | UNK | 0 |  | 2050-01-01 |  | 1988-01-01 | Operational
1540 | Thermo Cogeneration Partnership I | USA | RM | Fort Lupton | CO |  | Operational | 122 | 122 | Gas | NG | 0 |  | 2050-01-01 |  | 1995-01-01 | Operational
1541 | Thermo Cogeneration Partnership II | USA | RM | Fort Lupton | CO |  | Operational | 163 | 163 | Gas | NG | 0 |  | 2050-01-01 |  | 1994-09-01 | Operational
1542 | Thermo Greeley Inc. | USA | RM | Not Given | CO |  | Operational | 32 | 32 | Alt | UNK | 0 |  | 2050-01-01 |  | 1996-06-01 | Operational
1543 | Thermo Power & Electric Incor | USA | RM | Greeley | CO |  | Operational | 84.54 | 76.75 | Gas | NG | 0 |  | 2050-01-01 |  | 1988-01-01 | Operational
1548 | Tillamook Lumber Co. | USA | PNW | Tillamook | OR |  | Operational | 12.5 | 12.5 | Alt | UNK | 0 |  | 2050-01-01 |  | 1988-01-01 | Operational
1551 | Torrance Refinery | USA | SP15 | Not Given | CA |  | Operational | 51.8 | 51.8 | Alt | UNK | 0 |  | 2050-01-01 |  |  | Operational
1553 | Total Energy Facilities | USA | SP15 | Carson | CA |  | Operational | 25 | 25 | Alt | UNK | 0 |  | 2050-01-01 |  |  | Operational
1556 | Toyon | USA | SP15 | Los Angeles | CA |  | Operational | 9.38 | 9.38 | Alt | Landfill | 0 |  | 2050-01-01 |  |  | Operational
1557 | Toyowest I | USA | SP15 | Mojave | CA |  | Operational | 5 | 5 | Alt | UNK | 0 |  | 2050-01-01 |  |  | Operational
1558 | Tracy & Clark Mountain | USA | PNW | Sparks | NV |  | Operational | 83 | 74 | Gas | NG | 11971 |  | 2050-01-01 |  | 1994-06-12 | Operational
1558 | Tracy & Clark Mountain | USA | PNW | Sparks | NV |  | Operational | 53 | 53 | Gas | NG | 12220 |  | 2050-01-01 |  | 1963-08-01 | Operational
1558 | Tracy & Clark Mountain | USA | PNW | Sparks | NV |  | Operational | 83 | 83 | Gas | NG | 11066 |  | 2050-01-01 |  | 1965-10-01 | Operational
1558 | Tracy & Clark Mountain | USA | PNW | Sparks | NV |  | Operational | 108 | 108 | Gas | NG | 10423 |  | 2050-01-01 |  | 1974-10-01 | Operational
1558 | Tracy & Clark Mountain | USA | PNW | Sparks | NV |  | Operational | 83 | 74 | Gas | NG | 11819 |  | 2050-01-01 |  | 1994-06-12 | Operational
1558 | Tracy & Clark Mountain | USA | PNW | Sparks | NV |  | Operational | 11 | 10 | Oil | FO2 | 15000 |  | 2050-01-01 |  | 1962-01-01 | Operational
1558 | Tracy & Clark Mountain | USA | PNW | Sparks | NV |  | Operational | 11 | 10 | Oil | FO2 | 15300 |  | 2050-01-01 |  | 1961-01-01 | Operational
1559 | Tracy Biomass Plant | USA | NP15 | Tracy | CA |  | Operational | 23 | 23 | Alt | BIO | 0 |  | 2050-01-01 |  |  | Operational
1562 | Trinidad (CO) | USA | RM | Trinidad | CO |  | Operational | 3.8 | 3.8 | Coal | BIT | 20000 |  | 2050-01-01 |  | 1950-05-01 | Operational
1562 | Trinidad (CO) | USA | RM | Trinidad | CO |  | Operational | 3.8 | 3.8 | Gas | NG | 15000 |  | 2050-01-01 |  | 1950-05-01 | Operational
1562 | Trinidad (CO) | USA | RM | Trinidad | CO |  | Operational | 1.9 | 1.9 | Gas | NG | 13000 |  | 2050-01-01 |  | 1966-05-01 | Operational
1562 | Trinidad (CO) | USA | RM | Trinidad | CO |  | Operational | 1.9 | 1.9 | Gas | NG | 13000 |  | 2050-01-01 |  | 1966-05-01 | Operational
1567 | TRW ASG | USA | SP15 | San Diego | CA |  | Operational | 1.3 | 1.3 | Alt | Oil/Gas | 0 |  | 2050-01-01 |  |  | Operational
1571 | Tulloch Power Plant | USA | NP15 | Not Given | CA |  | Operational | 17.1 | 17.1 | Alt | UNK | 0 |  | 2050-01-01 |  |  | Operational
1572 | Tunnel 1 Power Project | USA | PNW | Not Given | OR |  | Operational | 7 | 7 | Alt | UNK | 0 |  | 2050-01-01 |  | 1988-01-01 | Operational
1577 | Twin Reservoirs | USA | PNW | Walla Walla | WA |  | Operational | 2.05 | 2.05 | Alt | UNK | 0 |  | 2050-01-01 |  | 1988-01-01 | Operational
1578 | U.S. Dept. of Energy Laboratory | USA | PNW | Idaho Falls | ID |  | Operational | 19.5 | 19.5 | Alt | UNK | 0 |  | 2050-01-01 |  | 1988-01-01 | Operational
1580 | UC DAVIS - PLANT SERVICES | USA | NP15 | Davis | CA |  | Operational | 3.5 | 3.5 | Gas | NG | 0 |  | 2050-01-01 |  |  | Operational
1581 | UC Santa Cruz Cogeneration | USA | NP15 | Santa Cruz | CA |  | Operational | 3.17 | 3.17 | Alt | UNK | 0 |  | 2050-01-01 |  |  | Operational
1582 | UCLA South Campus Central Chil | USA | SP15 | Los Angeles | CA |  | Operational | 43 | 43 | Gas | NG | 9649 |  | 2050-01-01 |  |  | Operational
1584 | Ultramar | USA | SP15 | Not Given | CA |  | Operational | 20 | 20 | Gas | NG | 9649 |  | 2050-01-01 |  |  | Operational
1585 | Ultrapower 3 - Blue Lake | USA | NP15 | Blue Lake | CA |  | Operational | 13.81 | 13.81 | Alt | BIO | 0 |  | 2050-01-01 |  |  | Operational
1586 | Ultrapower Chinese Station | USA | NP15 | Jamestown | CA |  | Operational | 25 | 25 | Alt | BIO | 0 |  | 2050-01-01 |  |  | Operational
1587 | Uncompaghre | USA | RM | Montrose | CO |  | Operational | 42 | 42 | Alt | UNK | 0 |  | 2050-01-01 |  | 1988-01-01 | Operational
1590 | Unid Batteries | USA | NP15 | Not Given | CA |  | Operational | 2 | 2 | Alt | NA | 0 |  | 2050-01-01 |  |  | Operational
1598 | Union Carbide | USA | SP15 | Los Angeles | CA |  | Operational | 28 | 28 | Alt | RG | 0 |  | 2050-01-01 |  |  | Operational
1601 | Union-Tribune Publishing Compa | USA | SP15 | Not Given | CA |  | Operational | 3 | 3 | Alt | Oil/Gas | 0 |  | 2050-01-01 |  |  | Operational
1604 | United Cogen Inc. | USA | NP15 | San Francisco | CA |  | Operational | 31 | 31 | Alt | Oil/Gas | 0 |  | 2050-01-01 |  |  | Operational
1605 | Univ of San Francisco Cogen | USA | NP15 | San Francisco | CA |  | Operational | 1.5 | 1.5 | Alt | Oil/Gas | 0 |  | 2050-01-01 |  |  | Operational
1607 | University of California | USA | SP15 | Not Given | CA |  | Operational | 3.5 | 3.5 | Alt | UNK | 0 |  | 2050-01-01 |  |  | Operational
1608 | University of Colorado | USA | RM | Boulder | CO |  | Operational | 10 | 10 | Gas | NG | 0 |  | 2050-01-01 |  | 1992-01-01 | Operational
1609 | University Of Oregon Central Power Station | USA | PNW | Eugene | OR |  | Operational | 33 | 33 | Alt | UNK | 0 |  | 2050-01-01 |  | 1998-01-01 | Operational
1610 | University of Washington Power | USA | PNW | Not Given | WA |  | Operational | 5 | 5 | Alt | UNK | 0 |  | 2050-01-01 |  | 1988-01-01 | Operational
1611 | Unocal - Fred L Hartley Resea | USA | NP15 | Brea | CA |  | Operational | 3.8 | 3.8 | Alt | UNK | 0 |  | 2050-01-01 |  |  | Operational
1612 | Unocal Dome Project | USA | ZP26 | Fellows | CA |  | Operational | 6.06 | 6.06 | Alt | UNK | 0 |  | 2050-01-01 |  |  | Operational
1613 | Unocal Welport Lease Project | USA | ZP26 | Mc Kittrick | CA |  | Operational | 3.82 | 3.82 | Alt | UNK | 0 |  | 2050-01-01 |  |  | Operational
1614 | Unocal-San Francisco Refinery | USA | NP15 | Rodeo | CA |  | Operational | 46 | 46 | Alt | UNK | 0 |  | 2050-01-01 |  |  | Operational
1625 | Upper Little Sheep Creek | USA | PNW | Not Given | OR |  | Operational | 4.87 | 4.87 | Alt | UNK | 0 |  | 2050-01-01 |  | 1988-01-01 | Operational
1632 | US Borax Inc. | USA | SP15 | Boron | CA |  | Operational | 45 | 45 | Alt | Oil/Gas | 0 |  | 2050-01-01 |  |  | Operational
1634 | USD/HMC Cogeneration Facility | USA | SP15 | San Diego | CA |  | Operational | 1.05 | 1.05 | Alt | Oil/Gas | 0 |  | 2050-01-01 |  |  | Operational
1635 | Valencia | USA | DSW | Not Given | AZ |  | Operational | 0.85 | 0.85 | Oil | FO2 | 14000 |  | 2050-01-01 |  | 1949-01-01 | Operational
1635 | Valencia | USA | DSW | Not Given | AZ |  | Operational | 0.85 | 0.85 | Oil | FO2 | 14000 |  | 2050-01-01 |  | 1949-01-01 | Operational
1635 | Valencia | USA | DSW | Not Given | AZ |  | Operational | 0.85 | 0.85 | Oil | FO2 | 14000 |  | 2050-01-01 |  | 1949-01-01 | Operational
1635 | Valencia | USA | DSW | Not Given | AZ |  | Operational | 0.85 | 0.85 | Oil | FO2 | 14000 |  | 2050-01-01 |  | 1949-01-01 | Operational
1635 | Valencia | USA | DSW | Not Given | AZ |  | Operational | 15.8 | 13.5 | Gas | NG | 15445 |  | 2050-01-01 |  | 1989-08-01 | Operational
1635 | Valencia | USA | DSW | Not Given | AZ |  | Operational | 15.8 | 13.5 | Gas | NG | 16647 |  | 2050-01-01 |  | 1989-08-01 | Operational
1635 | Valencia | USA | DSW | Not Given | AZ |  | Operational | 16 | 13.5 | Gas | NG | 15957 |  | 2050-01-01 |  | 1989-08-01 | Operational
1639 | Valmont | USA | RM | Boulder | CO |  | Operational | 53 | 44 | Oil | FO2 | 13160 |  | 2050-01-01 |  | 1973-01-01 | Operational
1639 | Valmont | USA | RM | Boulder | CO |  | Operational | 178 | 178 | Coal | BIT | 10050 |  | 2050-01-01 |  | 1964-01-01 | Operational
1642 | Vernon (CA) | USA | SP15 | Vernon | CA |  | Operational | 5.9 | 5.4 | Gas | NG | 12200 |  | 2050-01-01 |  |  | Operational
1642 | Vernon (CA) | USA | SP15 | Vernon | CA |  | Operational | 5.9 | 5.4 | Gas | NG | 12200 |  | 2050-01-01 |  |  | Operational
1643 | Veterans Home of California | USA | NP15 | Yountville | CA |  | Operational | 3 | 3 | Alt | UNK | 0 |  | 2050-01-01 |  |  | Operational
1646 | Vie-Del II | USA | NP15 | Kingsburg | CA |  | Operational | 27 | 27 | Alt | UNK | 0 |  | 2050-01-01 |  |  | Operational
1650 | Vulcan | USA | SP15 | Calipatria | CA |  | Operational | 39.72 | 39.72 | Alt | GEO | 0 |  | 2050-01-01 |  |  | Operational
1656 | Walnut (CA) | USA | NP15 | Turlock | CA |  | Operational | 24.95 | 23.5 | Gas | NG | 12300 |  | 2050-01-01 |  |  | Operational
1656 | Walnut (CA) | USA | NP15 | Turlock | CA |  | Operational | 24.95 | 23.5 | Gas | NG | 12300 |  | 2050-01-01 |  |  | Operational
1661 | Warm Springs Hydroelectric Pro | USA | NP15 | Not Given | CA |  | Operational | 2.79 | 2.79 | Alt | UNK | 0 |  | 2050-01-01 |  |  | Operational
1662 | Warm Springs Power Enterprises | USA | PNW | Warm Springs | M |  | Operational | 19.6 | 19.6 | Alt | UNK | 0 |  | 2050-01-01 |  | 1982-01-01 | Operational
1664 | Washington Mbl | USA | NP15 | Not Given | CA |  | Operational | 0.25 | 0.25 | Oil | FO2 | 0 |  | 2050-01-01 |  |  | Operational
1665 | Washington State University | USA | PNW | Not Given | WA |  | Operational | 2 | 2 | Alt | UNK | 0 |  | 2050-01-01 |  | 1988-01-01 | Operational
1667 | Waste Water Plant | USA | RM | Not Given | CO |  | Operational | 0.23 | 0.23 | Gas | GAS | 0 |  | 2050-01-01 |  | 1986-01-01 | Operational
1668 | Watson Cogeneration Co. | USA | SP15 | Carson | CA |  | Operational | 398 | 398 | Gas | NG | 10765 |  | 2050-01-01 |  |  | Operational
1669 | Watsonville Cogeneration Partn | USA | NP15 | Watsonville | CA |  | Operational | 31 | 31 | Gas | NG | 12687 |  | 2050-01-01 |  |  | Operational
1670 | Wattenberg Field | USA | RM | Not Given | CO |  | Operational | 0.72 | 0.62 | Gas | NG | 10000 |  | 2050-01-01 |  | 1986-01-01 | Operational
1673 | Weir Cogeneration Plant | USA | ZP26 | Fellows | CA |  | Operational | 3.4 | 3.4 | Alt | UNK | 0 |  | 2050-01-01 |  |  | Operational
1677 | West Boise Waste-Ipc | USA | PNW | Boise | ID |  | Operational | 0.15 | 0.15 | Gas | GAS | 0 |  | 2050-01-01 |  | 1989-01-01 | Operational
1678 | West Ford Flat Power Plant | USA | NP15 | Middletown | CA |  | Operational | 27 | 27 | Alt | GEO | 0 |  | 2050-01-01 |  |  | Operational
1680 | West Phoenix | USA | DSW | Not Given | AZ |  | Operational | 97 | 80 | Gas | NG | 9037 |  | 2050-01-01 |  | 1976-06-01 | Operational
1680 | West Phoenix | USA | DSW | Not Given | AZ |  | Operational | 97 | 80 | Gas | NG | 9220 |  | 2050-01-01 |  | 1976-06-01 | Operational
1680 | West Phoenix | USA | DSW | Not Given | AZ |  | Operational | 97 | 80 | Gas | NG | 9003 |  | 2050-01-01 |  | 1976-06-01 | Operational
1680 | West Phoenix | USA | DSW | Not Given | AZ |  | Operational | 67 | 47 | Gas | NG | 14351 |  | 2050-01-01 |  | 1972-05-01 | Operational
1680 | West Phoenix | USA | DSW | Not Given | AZ |  | Operational | 12 | 12 | Gas | NG | 14100 |  | 2000-01-01 |  | 1949-06-01 | Operational
1680 | West Phoenix | USA | DSW | Not Given | AZ |  | Operational | 63 | 63 | Gas | NG | 13800 |  | 2000-01-01 |  | 1950-04-01 | Operational
1680 | West Phoenix | USA | DSW | Not Given | AZ |  | Operational | 33.3 | 33.3 | Gas | NG | 14000 |  | 2000-01-01 |  | 1948-07-01 | Operational
1680 | West Phoenix | USA | DSW | Not Given | AZ |  | Operational | 67 | 47 | Gas | NG | 14381 |  | 2050-01-01 |  | 1973-07-01 | Operational
1682 | West Point Treatment Plant | USA | PNW | Seattle | WA |  | Operational | 1 | 1 | Alt | MTH | 0 |  | 2050-01-01 |  | 1983-01-01 | Operational
1683 | West Power | USA | RM | Not Given | CO |  | Operational | 3.9 | 3.9 | Gas | NG | 0 |  | 2050-01-01 |  | 1994-10-01 | Operational
1685 | Westend Facility | USA | SP15 | Trona | CA |  | Operational | 20 | 20 | Alt | UNK | 0 |  | 2050-01-01 |  |  | Operational
1687 | Weyco Energy Center | USA | PNW | Eugene | OR |  | Operational | 25 | 25 | Oil | OTH | 0 |  | 2050-01-01 |  | 1976-10-01 | Operational
1688 | Weyerhauser 4 | USA | PNW | Not Given | OR |  | Operational | 23 | 23 | Alt | REF | 12500 |  | 2050-01-01 |  | 1976-10-01 | Operational
1689 | Wheelabrator Hudson | USA | NP15 | Anderson | CA |  | Operational | 6.88 | 6.88 | Alt | BIO | 0 |  | 2050-01-01 |  |  | Operational
1690 | WHEELABRATOR LASSEN | USA | NP15 | SHASTA | CA |  | Operational | 42 | 42 | Gas | NG | 18827 |  | 2050-01-01 |  |  | Operational
1691 | Wheelabrator Norwalk Energy Co | USA | SP15 | Norwalk | CA |  | Operational | 30.75 | 30.75 | Alt | Oil/Gas | 0 |  | 2050-01-01 |  |  | Operational
1692 | Wheelabrator Shasta | USA | NP15 | Anderson | CA |  | Operational | 54.9 | 54.9 | Alt | BIO | 12500 |  | 2050-01-01 |  |  | Operational
1693 | Wheelabrator Spokane Incorpora | USA | PNW | Not Given | WA |  | Operational | 26 | 26 | Alt | UNK | 0 |  | 2050-01-01 |  | 1988-01-01 | Operational
1698 | Whitehead (UT) | USA | PNW | Springville | UT |  | Operational | 7 | 7 | Gas | NG | 9673 |  | 2050-01-01 |  | 1986-08-01 | Operational
1698 | Whitehead (UT) | USA | PNW | Springville | UT |  | Operational | 7 | 7 | Gas | NG | 11892 |  | 2050-01-01 |  | 1986-10-01 | Operational
1699 | Whitehorn | USA | PNW | Not Given | WA |  | Operational | 89 | 79 | Gas | NG | 10600 |  | 2050-01-01 |  | 1981-10-01 | Operational
1699 | Whitehorn | USA | PNW | Not Given | WA |  | Operational | 89 | 79 | Gas | NG | 10600 |  | 2050-01-01 |  | 1981-10-01 | Operational
1699 | Whitehorn | USA | PNW | Not Given | WA |  | Operational | 67.5 | 58 | Oil | FO2 | 11950 |  | 2050-01-01 |  | 1974-12-01 | Operational
1701 | Wilbur East Power Plant | USA | NP15 | Antioch | CA |  | Operational | 20.5 | 20.5 | Alt | UNK | 0 |  | 2050-01-01 |  |  | Operational
1702 | Wilbur West Power Plant | USA | NP15 | Antioch | CA |  | Operational | 20.5 | 20.5 | Alt | UNK | 0 |  | 2050-01-01 |  |  | Operational
1706 | Winnemucca-GT | USA | PNW | Winnemucca | NV |  | Operational | 15 | 12 | Gas | NG | 15900 |  | 2050-01-01 |  | 1970-01-01 | Operational
1710 | WNP | USA | PNW | Not Given | WA |  | Operational | 1107 | 1107 | Nuke | UR | 10064 |  | 2050-01-01 |  | 1984-12-01 | Operational
1712 | Woodland | USA | NP15 | Modesto | CA |  | Operational | 48 | 46 | Gas | NG | 9200 |  | 2050-01-01 |  |  | Operational
1713 | Woodland Biomass Power Limite | USA | NP15 | Woodland | CA |  | Operational | 28 | 28 | Alt | BIO | 12500 |  | 2050-01-01 |  |  | Operational
1717 | WPI Packaging & Maintenance I | USA | NP15 | Palo Alto | CA |  | Operational | 2.1 | 2.1 | Alt | UNK | 0 |  | 2050-01-01 |  |  | Operational
1720 | Wyodak | USA | PNW | Gillette | WY |  | Operational | 335 | 335 | Coal | SUB | 11680 |  | 2050-01-01 |  | 1978-09-01 | Operational
1723 | Yankee Caithness | USA | PNW | Not Given | NV |  | Operational | 12 | 11 | Alt | GST | 0 |  | 2050-01-01 |  | 1988-01-01 | Operational
1725 | Yellowstone Energy Ltd Partner | USA | PNW | Billings | MT |  | Operational | 57 | 57 | Alt | PC | 0 |  | 2050-01-01 |  | 1995-09-01 | Operational
1727 | Yolo Energy Partners | USA | NP15 | Not Given | CA |  | Operational | 2.55 | 2.55 | Alt | UNK | 0 |  | 2050-01-01 |  |  | Operational
1730 | Yuba City Cogeneration Partner | USA | NP15 | Yuba City | CA |  | Operational | 49 | 49 | Alt | Oil/Gas | 0 |  | 2050-01-01 |  |  | Operational
1731 | Yuma | USA | RM | Yuma | CO |  | Operational | 0.56 | 0.56 | Oil | FO6 | 23109 |  | 2050-01-01 |  | 1948-01-01 | Operational
1731 | Yuma | USA | RM | Yuma | CO |  | Operational | 0.27 | 0.27 | Oil | FO6 | 23109 |  | 2050-01-01 |  | 1938-01-01 | Operational
1731 | Yuma | USA | RM | Yuma | CO |  | Operational | 0.13 | 0.13 | Oil | FO6 | 23109 |  | 2050-01-01 |  | 1937-01-01 | Operational
1731 | Yuma | USA | RM | Yuma | CO |  | Operational | 0.08 | 0.08 | Oil | FO6 | 23109 |  | 2050-01-01 |  | 1937-01-01 | Operational
1732 | Yuma Axis | USA | DSW | Not Given | AZ |  | Operational | 75 | 75 | Gas | NG | 10190 |  | 2050-01-01 |  | 1959-04-01 | Operational
1733 | Yuma Axis (Yucca) | USA | DSW | Yuma | AZ |  | Operational | 22 | 16 | Gas | NG | 14667 |  | 2050-01-01 |  | 1971-07-01 | Operational
1733 | Yuma Axis (Yucca) | USA | DSW | Yuma | AZ |  | Operational | 66 | 47 | Oil | FO2 | 12691 |  | 2050-01-01 |  | 1974-07-01 | Operational
1733 | Yuma Axis (Yucca) | USA | DSW | Yuma | AZ |  | Operational | 67 | 49 | Gas | NG | 11907 |  | 2050-01-01 |  | 1973-06-01 | Operational
1733 | Yuma Axis (Yucca) | USA | DSW | Yuma | AZ |  | Operational | 22 | 16 | Gas | NG | 14137 |  | 2050-01-01 |  | 1971-07-01 | Operational
1734 | Yuma Axis-IID | USA | DSW | Not Given | AZ |  | Operational | 20 | 20 | Oil | FO2 | 14100 |  | 2050-01-01 |  | 1978-12-01 | Operational
1735 | Yuma Cogeneration Assoc. | USA | DSW | Yuma | AZ |  | Operational | 50 | 62.64 | Gas | NG | 9000 |  | 2050-01-01 |  | 1994-05-01 | Operational
1736 | Zuni | USA | RM | Denver | CO |  | Operational | 39 | 39 | Gas | NG | 13630 |  | 2050-01-01 |  | 1948-01-01 | Operational
1736 | Zuni | USA | RM | Denver | CO |  | Operational | 68 | 68 | Gas | NG | 13440 |  | 2050-01-01 |  | 1954-01-01 | Operational
1737 | Delta-Person | USA | DSW | Albuquerque | NW | 1 | Operational | 132 | 132 | Gas | Gas | 0 |  | 2050-01-01 |  | 2000-07-14 | Operational
1213 | Rathdrum | USA | PNW | Not Given | ID |  | Operational | 270 | 270 | Gas | Unknown | 6760 |  | 2050-01-01 |  | 2001-09-15 | Operational
1765 | Foote Creek Rim | USA | RM | Carbon Co. | WY |  | Operational | 41 | 41 | Alt | Unknown | 0 |  |  |  | 1999-04-01 | Operational
1765 | Foote Creek Rim | USA | RM | Carbon Co. | WY |  | Operational | 2 | 2 | Alt | Unknown | 0 |  |  |  | 1999-06-01 | Operational
1765 | Foote Creek Rim | USA | RM | Carbon Co. | WY |  | Operational | 25 | 25 | Alt | Unknown | 0 |  |  |  | 1999-06-01 | Operational
1765 | Foote Creek Rim | USA | RM | Carbon Co. | WY |  | Operational | 18 | 18 | Alt | Unknown | 0 |  |  |  | 2000-10-01 | Operational
92 | Beaver | USA | PNW | Not Given | OR |  | Operational | 134 | 141 | Gas | WH | 9700 |  |  |  | 1977-11-01 | Operational
820 | Long Beach | USA | SP15 | Long Beach | CA |  | Operational | 60 | 57 | Gas | NG | 10554 |  |  |  | 1976-12-01 | Operational
820 | Long Beach | USA | SP15 | Long Beach | CA |  | Operational | 60 | 57 | Gas | NG | 10554 |  |  |  | 1977-04-01 | Operational
820 | Long Beach | USA | SP15 | Long Beach | CA |  | Operational | 60 | 57 | Gas | NG | 10554 |  |  |  | 1976-12-01 | Operational
820 | Long Beach | USA | SP15 | Long Beach | CA |  | Operational | 60 | 57 | Gas | NG | 10554 |  |  |  | 1977-04-01 | Operational
820 | Long Beach | USA | SP15 | Long Beach | CA |  | Operational | 60 | 57 | Gas | NG | 10554 |  |  |  | 1976-12-01 | Operational
820 | Long Beach | USA | SP15 | Long Beach | CA |  | Operational | 60 | 58 | Alt | Unknown | 0 |  |  |  | 1977-04-01 | Operational
820 | Long Beach | USA | SP15 | Long Beach | CA |  | Operational | 80 | 77 | Alt | WH | 0 |  |  |  | 1976-12-01 | Operational
1766 | Sun Valley Power Station | USA | SP15 | Sun Valley | CA |  | Retired | 100 | 100 | Oil | Unknown | 0 |  |  |  | 1954-01-01 | Retired
1766 | Sun Valley Power Station | USA | SP15 | Sun Valley | CA |  | Retired | 100 | 100 | Oil | Unknown | 0 |  |  |  | 1954-12-01 | Retired
1766 | Sun Valley Power Station | USA | SP15 | Sun Valley | CA |  | Operational | 163 | 163 | Oil | Unknown | 0 |  |  |  | 1955-11-01 | Operational
1766 | Sun Valley Power Station | USA | SP15 | Sun Valley | CA |  | Operational | 160 | 160 | Oil | Unknown | 0 |  |  |  | 1956-05-01 | Operational
667 | Huntington Beach | USA | SP15 | Huntington Beach | CA |  | Operational | 220 | 220 | Gas | Unknown | 0 |  |  |  | 1995-01-01 | Operational
667 | Huntington Beach | USA | SP15 | Huntington Beach | CA |  | Operational | 220 | 220 | Gas | Unknown | 0 |  |  |  | 1995-01-01 | Operational
1768 | Sutter | USA | NP15 | Yuba City | CA |  | Operational | 170 | 170 | Gas | Unknown | 0 |  |  |  | 1995-01-01 | Operational
1768 | Sutter | USA | NP15 | Yuba City | CA |  | Operational | 170 | 170 | Gas | Unknown | 0 |  |  |  | 1995-01-01 | Operational
1768 | Sutter | USA | NP15 | Yuba City | CA |  | Operational | 200 | 200 | Alt | Unknown | 0 |  |  |  | 1995-01-01 | Operational
1747 | Los Medanos | USA | np15 | Yuba city | CA |  | Operational | 150 | 150 | Gas | Unknown | 0 |  |  |  | 1995-01-01 | Operational
1747 | Los Medanos | USA | np15 | Yuba city | CA |  | Operational | 150 | 150 | Gas | Unknown | 0 |  |  |  | 1995-01-01 | Operational
1747 | Los Medanos | USA | np15 | Yuba city | CA |  | Operational | 200 | 200 | Alt | Unknown | 0 |  |  |  | 1995-01-01 | Operational
1773 | Tri-Center | USA | DSW | Storey | NV |  | Operational | 120 | 120 | Gas | Unknown | 0 |  |  |  | 1995-01-01 | Operational
1773 | Tri-Center | USA | DSW | Storey | NV |  | Operational | 240 | 240 | Gas | Unknown | 0 |  |  |  | 1995-01-01 | Operational
1774 | Desert Basin | USA | DSW | Casa Grande | AZ |  | Operational | 500 | 500 | Gas | Gas | 7160 |  |  |  | 2001-06-18 | Operational
1775 | Griffith | USA | DSW | Golden Valley | AZ |  | Operational | 150 | 150 | Gas | Gas | 7125 |  |  |  | 2001-08-13 | Operational
1775 | Griffith | USA | DSW | Golden Valley | AZ |  | Operational | 150 | 150 | Gas | Gas | 7125 |  |  |  | 2001-08-13 | Operational
1775 | Griffith | USA | DSW | Golden Valley | AZ |  | Operational | 200 | 200 | Alt | Unknown | 7125 |  |  |  | 2001-08-13 | Operational
1776 | Tahoe-Reno Industrial Center | USA | DSW | Reno | NV |  | Operational | 350 | 350 | Gas | Unknown | 7000 |  |  |  | 2001-09-01 | Operational
1777 | West Valley City | USA | PNW | West Valley City | UT |  | Operational | 160 | 160 | Gas | Unknown | 9169 |  |  |  | 2001-09-03 | Operational
1778 | Fountain Valley | USA | RM | Fountain | CO |  | Operational | 240 | 240 | Gas | Unknown | 9086 |  |  |  | 2001-08-17 | Operational
613 | Harbor Generating Station | USA | SP15 | Wilmington | CA |  | Operational | 237 | 237 | Gas | Unknown | 0 |  |  |  | 1995-01-01 | Operational
1779 | Sunrise Power (CA) | USA | ZP26 | Fellows | CA |  | Operational | 320 | 320 | Gas | Unknown | 10545 |  |  |  | 2001-06-27 | Operational
1780 | Indigo | USA | SP15 | Desert Hot Springs | CA |  | Operational | 135 | 135 | Gas | Unknown | 9086 |  |  |  | 2000-10-01 | Operational
1781 | Gilroy Cogen | USA | NP15 | Gilroy | CA |  | Operational | 135 | 135 | Gas | Unknown | 0 |  |  |  | 1995-01-01 | Operational
530 | Gadsby | USA | PNW | Salt Lake City | UT |  | Operational | 100 | 100 | Gas | Gas | 0 |  |  |  | 2001-08-15 | Operational
508 | Fort St. Vrain | USA | RM | Platteville | CO |  | Operational | 245 | 245 | Gas | Gas | 8240 |  |  |  | 2001-06-13 | Operational
1739 | Klamath Cogen | USA | PNW | Klamath Falls | OR |  | Operational | 484 | 484 | Gas | Unknown | 0 |  |  |  | 2001-07-29 | Operational
1754 | South Point | USA | DSW | Fort Mojave res. | AZ |  | Operational | 170 | 170 | Gas | Unknown | 6930 |  |  |  | 2001-06-07 | Operational
1754 | South Point | USA | DSW | Fort Mojave res. | AZ |  | Operational | 170 | 170 | Gas | Unknown | 6930 |  |  |  | 2001-06-07 | Operational
1754 | South Point | USA | DSW | Fort Mojave res. | AZ |  | Operational | 160 | 160 | Alt | Unknown | 6930 |  |  |  | 2001-06-07 | Operational
1036 | North Loop | USA | DSW | Not Given | AZ |  | Operational | 21 | 21 | Gas | Unknown | 15000 |  |  |  | 2001-06-01 | Operational
1784 | DeMoss Petrie | USA | DSW | Tucson | AZ |  | Operational | 75 | 75 | Gas | Unknown | 15000 |  |  |  | 2001-06-01 | Operational
1785 | Pegasus | USA | SP15 | Chino | CA |  | Operational | 45 | 45 | Gas | NG | 9664 |  |  |  | 2001-09-30 | Operational
1785 | Pegasus | USA | SP15 | Chino | CA |  | Operational | 45 | 45 | Gas | NG | 9664 |  |  |  | 2001-09-30 | Operational
1785 | Pegasus | USA | SP15 | Chino | CA |  | Operational | 45 | 45 | Gas | NG | 9664 |  |  |  | 2001-09-30 | Operational
1785 | Pegasus | USA | SP15 | Chino | CA |  | Operational | 45 | 45 | Gas | NG | 9664 |  |  |  | 2001-09-30 | Operational
1786 | Larkspur | USA | SP15 | San Diego | CA |  | Operational | 45 | 45 | Gas | Unknown | 9664 |  |  |  | 2001-07-16 | Operational
1786 | Larkspur | USA | SP15 | San Diego | CA |  | Operational | 45 | 45 | Gas | Unknown | 9664 |  |  |  | 2001-07-16 | Operational
1787 | Pierce | USA | PNW | Fredrickson | WA |  | Operational | 154 | 154 | Gas | Unknown | 0 |  | 2002-10-31 |  | 2001-08-31 | Operational
1788 | Placerita | USA | SP15 | Los Angeles | CA |  | Operational | 21 | 21 | Gas | Unknown | 0 |  |  |  |  | Operational
1788 | Placerita | USA | SP15 | Los Angeles | CA |  | Operational | 21 | 21 | Gas | Unknown | 0 |  |  |  |  | Operational
1789 | Two Elks | USA | PNW | Wright | WY |  | Operational | 300 | 300 | Gas | Unknown | 0 |  |  |  | 2001-01-01 | Operational
1790 | Century | USA | SP15 | Colton | CA |  | Operational | 40 | 40 | Gas | Unknown | 0 |  |  |  | 2001-09-01 | Operational
1791 | Drews | USA | SP15 | Colton | CA |  | Operational | 40 | 40 | Gas | Unknown | 0 |  |  |  | 2001-08-16 | Operational
92 | Beaver | USA | PNW | Not Given | OR |  | Operational | 24 | 24 | Gas | Unknown | 9700 |  |  |  | 2001-08-16 | Operational
1792 | Border | USA | SP15 | Otay Mesa | CA |  | Operational | 50 | 50 | Gas | Unknown | 9700 |  |  |  | 2001-09-30 | Operational
250 | Chowchilla | USA | NP15 | Chowchilla | CA |  | Operational | 49 | 49 | Gas | Unknown | 9700 |  |  |  | 2001-06-14 | Operational
1793 | Elk Hills | USA | ZP26 | Bakersfield | CA |  | Operational | 350 | 350 | Gas | NG | 11021 |  |  |  | 2002-03-01 | Operational
1793 | Elk Hills | USA | ZP26 | Bakersfield | CA |  | Operational | 220 | 220 | Gas | NG | 11021 |  |  |  | 2003-06-01 | Operational
1794 | Escondido | USA | SP15 | Escondido | CA |  | Operational | 50 | 50 | Gas | NG | 9700 |  |  |  | 2001-09-30 | Operational
518 | Fredonia (WA) | USA | PNW | Not Given | WA |  | Operational | 55 | 55 | Gas | NG | 0 |  |  |  | 2001-08-15 | Operational
518 | Fredonia (WA) | USA | PNW | Not Given | WA |  | Operational | 55 | 55 | Gas | NG | 0 |  |  |  | 2001-08-15 | Operational
1795 | Limon | USA | RM | Limon | CO |  | Operational | 70 | 70 | Gas | NG | 11873 |  |  |  | 2001-12-30 | Operational
1795 | Limon | USA | RM | Limon | CO |  | Operational | 70 | 70 | Gas | NG | 11873 |  |  |  | 2001-12-30 | Operational
1796 | Mountain View Power Partners | USA | SP15 | Riverside | CA |  | Operational | 44 | 44 | Alt | WD | 0 |  |  |  | 2001-09-25 | Operational
1796 | Mountain View Power Partners | USA | SP15 | Riverside | CA |  | Operational | 22 | 22 | Alt | WD | 0 |  |  |  | 2001-09-25 | Operational

## under const plants
Wind/Others
[11 empty] | Plant Name | Region | State | Gross Cap | Net Cap | Online Date | Fuel | Heat Rate | Gas Generation |  | Plant Name | Region | State | Gross Cap | Net Cap | Online Date | Fuel | Heat Rate | Gas Generation
Plant Name | Region | State | Gross Cap | Net Cap | Online Date | Fuel | Heat Rate |  | Gas Generation |  | Oldman River | canada | ab | 32 | 19.2 | 2002-05-01 | hydro | 0 | 0 |  | Wygen 1 | pnw | wy | 80 | 80 | 2003-07-01 | coal | 10000 | 0
Oldman River | canada | ab | 32 | 19.2 | 2002-05-01 | hydro | 0 | no | 0 |  | Pincher Creek | canada | ab | 100.2 | 37.1 | 2002-08-01 | wind | 0 | 0 |  | Rye Patch Geothermal | pnw | nv | 12 | 12 | 2002-04-01 | geo | 23924 | 0
Pincher Creek | canada | ab | 100.2 | 37.1 | 2002-08-01 | wind | 0 | x | 0 |  | Pingston Hydro | canada | bc | 30 | 18 | 2002-08-01 | hydro | 0 | 0 |  | Oldman River | canada | ab | 32 | 19.2 | 2002-05-01 | hydro | 0 | 0
Pingston Hydro | canada | bc | 30 | 18 | 2002-08-01 | hydro | 0 | no | 0 |  | Keenleyside | canada | bc | 170 | 102 | 2003-01-01 | hydro | 0 | 0 |  | Pingston Hydro | canada | bc | 30 | 18 | 2002-08-01 | hydro | 0 | 0
Keenleyside | canada | bc | 170 | 102 | 2003-01-01 | hydro | 0 | no | 0 |  | Seven Mile Expansion | canada | bc | 200 | 120 | 2004-03-01 | hydro | 0 | 0 |  | Keenleyside | canada | bc | 170 | 102 | 2003-01-01 | hydro | 0 | 0
Seven Mile Expansion | canada | bc | 200 | 120 | 2004-03-01 | hydro | 0 | no | 0 |  | Anaconda | pnw | mt | 99.2 | 29.8 | 2002-06-01 | wind | 0 | 0 |  | Seven Mile Expansion | canada | bc | 200 | 120 | 2004-03-01 | hydro | 0 | 0
Muskeg River Cogen | canada | ab | 170 | 85 | 2002-08-01 | ng | 7100 | x | 85 |  | Goldendale Wind | pnw | or | 25.5 | 7.6 | 2002-09-01 | wind | 0 | 0 |  | Valero Cogen Project | sp15 | ca | 51 | 1 | 2002-05-01 | refinery gas | 7100 | 0
Scotford Power Plant | canada | ab | 150 | 50 | 2002-10-01 | ng | 7100 | x | 50 |  | Nine Canyon Wind | pnw | wa | 48 | 14.4 | 2002-10-01 | wind | 0 | 0 |  | Pincher Creek | canada | ab | 100.2 | 37.1 | 2002-08-01 | wind | 0 | 0
Cold Lake | canada | ab | 170 | 60 | 2003-09-01 | ng | 7100 | x | 60 |  | Condon Wind Project | pnw | or | 25.2 | 7.6 | 2002-12-01 | wind | 0 | 0 |  | Anaconda | pnw | mt | 99.2 | 29.8 | 2002-06-01 | wind | 0 | 0
Calgary Energy Center | canada | ab | 300 | 300 | 2003-01-01 | ng | 7273 | x | 300 |  | Arlington Valley I | dsw | az | 580 | 580 | 2002-08-01 | ng | 6707 | 580 |  | Goldendale Wind | pnw | or | 25.5 | 7.6 | 2002-09-01 | wind | 0 | 0
|  |  | 1322.2 | 791.3 |  |  |  |  | 495 |  | Gila River | dsw | az | 587 | 587 | 2003-05-01 | ng | 6707 | 587 |  | Nine Canyon Wind | pnw | wa | 48 | 14.4 | 2002-10-01 | wind | 0 | 0
|  |  |  | <9000 | 791.3 | [5 empty] | Duke Moapa Energy Fac. | dsw | nv | 600 | 600 | 2003-06-01 | ng | 6707 | 600 |  | Condon Wind Project | pnw | or | 25.2 | 7.6 | 2002-12-01 | wind | 0 | 0
|  |  |  | 9000<>11000 | 0 | [5 empty] | Gila River | dsw | az | 587 | 587 | 2003-06-15 | ng | 6707 | 587 | [5 empty] | 448.7
|  |  |  | >11000 | 0 | [5 empty] | Gila River | dsw | az | 587 | 587 | 2003-08-15 | ng | 6707 | 587
[11 empty] | Gila River | dsw | az | 587 | 587 | 2003-10-01 | ng | 6707 | 587 |  | Additional Wind/Others
[11 empty] | Contra Costa 8 | np15 | ca | 580 | 580 | 2005-06-01 | ng | 6707 | 580 |  |  | DSW | SP15 | ZP26 | NP15 | PNW | RO | CAN
Plant Name | Region | State | Gross Cap | Net Cap | Online Date | Fuel | Heat Rate |  |  |  | Coyote Springs 2 | pnw | or | 280 | 280 | 2002-04-01 | ng | 6707 | 280 |  | Coal | 0 | 0 | 0 | 0 | 80 | 0 | 0
Kyrene Expansion Project | dsw | az | 250 | 250 | 2002-06-01 | ng | 7100 | x | 250 |  | Goldendale Energy Project | pnw | wa | 253 | 248 | 2002-07-01 | ng | 6707 | 248 |  | Wind | 0 | 0 | 0 | 0 | 59.4 | 0 | 37.1
Red Hawk 1 | dsw | az | 580 | 580 | 2002-06-01 | ng | 7100 | x | 580 |  | Grays Harbor | pnw | wa | 650 | 650 | 2003-06-01 | ng | 6707 | 650 |  | Wood | 0 | 0 | 0 | 0 | 0 | 0 | 0
Sundance | dsw | az | 450 | 450 | 2002-06-01 | ng | 9160 | x | 450 |  | Mint Farm Project | pnw | wa | 286 | 86 | 2003-06-01 | ng | 6707 | 86 |  | Bio | 0 | 0 | 0 | 0 | 0 | 0 | 0
Red Hawk 2 | dsw | az | 580 | 580 | 2002-07-01 | ng | 7100 | x | 580 |  | Mountainview | sp15 | ca | 1000 | 1000 | 2003-06-01 | ng | 6707 | 1000 |  | FO2 | 0 | 0 | 0 | 0 | 0 | 0 | 0
Lordsburg | dsw | nm | 80 | 80 | 2002-07-01 | ng | 9611 | x | 80 |  | Hermiston | pnw | or | 630 | 533.5 | 2002-06-01 | ng | 6793 | 533.5 |  | Hydro | 0 | 0 | 0 | 0 | 0 | 0 | 259.2
Arlington Valley I | dsw | az | 580 | 580 | 2002-08-01 | ng | 6707 | x | 580 |  | Mesquite Power GS 2 | dsw | az | 625 | 625 | 2004-01-01 | ng | 6900 | 625 |  | Geo | 0 | 0 | 0 | 0 | 12 | 0 | 0
Las Vegas Cogen | dsw | nv | 226 | 226 | 2002-09-01 | ng | 7100 | x | 226 |  | Duke Moapa Energy Fac. | dsw | nv | 600 | 600 | 2003-04-01 | ng | 7000 | 600 |  | Refinery Gas | 0 | 1 | 0 | 0 | 0 | 0 | 0
Afton GS | dsw | nm | 135 | 135 | 2002-11-01 | ng | 11000 | x | 135 |  | Apex Industrial Park | dsw | nv | 550 | 500 | 2003-03-01 | ng | 7000 | 500 | [9 empty] | 448.7
Apex Industrial Park | dsw | nv | 550 | 500 | 2003-03-01 | ng | 7000 | x | 500 |  | Mesquite Power GS 1 | dsw | az | 625 | 625 | 2003-03-01 | ng | 7000 | 625
Mesquite Power GS 1 | dsw | az | 625 | 625 | 2003-03-01 | ng | 7000 | x | 625 |  | Duke Moapa Energy Fac. | dsw | nv | 600 | 600 | 2003-04-01 | ng | 7000 | 600
Duke Moapa Energy Fac. | dsw | nv | 600 | 600 | 2003-04-01 | ng | 7000 | x | 600 |  | Duke Moapa Energy Fac. | dsw | nv | 600 | 600 | 2003-06-01 | ng | 7000 | 600
Duke Moapa Energy Fac. | dsw | nv | 600 | 600 | 2003-04-01 | ng | 7000 | x | 600 |  | Harquahala Project | dsw | az | 1040 | 1040 | 2003-06-01 | ng | 7000 | 1040 |  | Total Wind/Others
Gila River | dsw | az | 587 | 587 | 2003-05-01 | ng | 6707 | x | 587 |  | Reliant Energy Bighorn | dsw | nv | 575 | 575 | 2003-06-01 | ng | 7000 | 575 |  |  | DSW | SP15 | ZP26 | NP15 | PNW | RO | CAN | Total
Duke Moapa Energy Fac. | dsw | nv | 600 | 600 | 2003-06-01 | ng | 6707 | x | 600 |  | Luna Energy Facility | dsw | nm | 550 | 550 | 2003-10-01 | ng | 7000 | 550 |  | Coal | 0 | 0 | 0 | 0 | 80 | 0 | 34 | 114
Duke Moapa Energy Fac. | dsw | nv | 600 | 600 | 2003-06-01 | ng | 7000 | x | 600 |  | Chehalis Gen | pnw | wa | 520 | 520 | 2003-11-01 | ng | 7000 | 520 |  | Wind | 0 | 20.4 | 0 | 0 | 179.3 | 11.9 | 45.9 | 257.5
Harquahala Project | dsw | az | 1040 | 1040 | 2003-06-01 | ng | 7000 | x | 1040 |  | Front Range | ro | co | 480 | 480 | 2003-05-01 | ng | 7000 | 480 |  | Wood | 0 | 0 | 0 | 0 | 21 | 0 | 51.6 | 72.6
Reliant Energy Bighorn | dsw | nv | 575 | 575 | 2003-06-01 | ng | 7000 | x | 575 |  | Pastoria Energy Facility | sp15 | ca | 750 | 750 | 2003-01-01 | ng | 7000 | 750 |  | Bio | 0 | 0 | 25 | 0 | 0 | 0 | 0 | 25
Gila River | dsw | az | 587 | 587 | 2003-06-15 | ng | 6707 | x | 587 |  | Blythe Energy | sp15 | ca | 520 | 520 | 2003-04-01 | ng | 7000 | 520 |  | FO2 | 0 | 0 | 0 | 0 | 32 | 0 | 0 | 32
Gila River | dsw | az | 587 | 587 | 2003-08-15 | ng | 6707 | x | 587 |  | High Desert Power Project | sp15 | ca | 765 | 765 | 2003-07-01 | ng | 7000 | 765 |  | Hydro | 0 | 0 | 0 | 0 | 0 | 0 | 259.2 | 259.2
Gila River | dsw | az | 587 | 587 | 2003-10-01 | ng | 6707 | x | 587 |  | Sunrise Power Project | zp26 | ca | 585 | 265 | 2003-08-01 | ng | 7000 | 265 |  | Geo | 0 | 0 | 0 | 0 | 12 | 0 | 0 | 12
Luna Energy Facility | dsw | nm | 550 | 550 | 2003-10-01 | ng | 7000 | x | 550 |  | Muskeg River Cogen | canada | ab | 170 | 85 | 2002-08-01 | ng | 7100 | 85 |  | Refinery Gas | 0 | 1 | 0 | 0 | 0 | 0 | 0 | 1
Afton GS | dsw | nm | 225 | 90 | 2003-12-01 | ng | 7100 | x | 90 |  | Scotford Power Plant | canada | ab | 150 | 50 | 2002-10-01 | ng | 7100 | 50 |  | Total | 0 | 21.4 | 25 | 0 | 324.3 | 11.9 | 390.7 | 773.3
Mesquite Power GS 2 | dsw | az | 625 | 625 | 2004-01-01 | ng | 6900 | no | 625 |  | Cold Lake | canada | ab | 170 | 60 | 2003-09-01 | ng | 7100 | 60
|  |  | 11819 | 11634 |  |  |  |  | 11634 |  | Kyrene Expansion Project | dsw | az | 250 | 250 | 2002-06-01 | ng | 7100 | 250
|  |  |  | <9000 | 10969 | [5 empty] | Red Hawk 1 | dsw | az | 580 | 580 | 2002-06-01 | ng | 7100 | 580
|  |  |  | 9000<>11000 | 530 | [5 empty] | Red Hawk 2 | dsw | az | 580 | 580 | 2002-07-01 | ng | 7100 | 580
|  |  |  | >11000 | 135 | [5 empty] | Las Vegas Cogen | dsw | nv | 226 | 226 | 2002-09-01 | ng | 7100 | 226
[11 empty] | Afton GS | dsw | nm | 225 | 90 | 2003-12-01 | ng | 7100 | 90
Plant Name | Region | State | Gross Cap | Net Cap | Online Date | Fuel | Heat Rate |  |  |  | Delta Energy | np15 | ca | 860 | 860 | 2002-04-01 | ng | 7100 | 860
La Rosita | mex | mex | 310 | 310 | 2003-04-01 | ng | 7000 |  | 310 |  | Moss Landing | np15 | ca | 1097 | 1097 | 2002-07-01 | ng | 7100 | 1097
La Rosita | mex | mex | 765 | 765 | 2003-04-01 | ng | 7000 |  | 765 |  | Big Hanaford Project | pnw | wa | 248 | 248 | 2002-07-01 | ng | 7100 | 248
Termoelectrica de Mexicali | mex | mex | 600 | 600 | 2003-08-01 | ng | 7000 |  | 600 |  | Frederickson Power Project | pnw | wa | 249 | 249 | 2002-07-01 | ng | 7100 | 249
|  |  |  | <9000 | 1675 |  |  |  | 1675 |  | First Megawatts | pnw | mt | 240 | 80 | 2003-07-01 | ng | 7100 | 80
|  |  |  | 9000<>11000 | 0 | [5 empty] | Arapahoe | ro | co | 132 | 132 | 2002-06-01 | ng | 7100 | 132
|  |  |  | >11000 | 0 | [5 empty] | Valero Cogen Project | sp15 | ca | 51 | 1 | 2002-05-01 | refinery gas | 7100 | 0
[11 empty] | Otay Mesa | sp15 | ca | 580 | 580 | 2003-07-01 | ng | 7100 | 580
[11 empty] | La Paloma | zp26 | ca | 524 | 524 | 2002-07-01 | ng | 7100 | 524
Plant Name | Region | State | Gross Cap | Net Cap | Online Date | Fuel | Heat Rate |  |  |  | La Paloma | zp26 | ca | 524 | 524 | 2002-10-01 | ng | 7100 | 524
Delta Energy | np15 | ca | 860 | 860 | 2002-04-01 | ng | 7100 | x | 860 |  | Elk Hills Energy Project | zp26 | ca | 550 | 550 | 2003-03-01 | ng | 7100 | 550
Redding CC | np15 | ca | 68 | 40 | 2002-06-01 | ng | 8151 | x | 40 |  | Calgary Energy Center | canada | ab | 300 | 300 | 2003-01-01 | ng | 7273 | 300
Pajaro Valley Energy Center | np15 | ca | 45 | 45 | 2002-06-01 | ng | 9700 | x | 45 |  | Woodland II | sp15 | ca | 80 | 80 | 2003-05-01 | ng | 7860 | 80
Yuba City Energy Center | np15 | ca | 48.7 | 48.7 | 2002-06-01 | ng | 9700 | x | 48.7 |  | Redding CC | np15 | ca | 68 | 40 | 2002-06-01 | ng | 8151 | 40
Vaca-Dixon | np15 | ca | 49 | 49 | 2002-06-30 | ng | 9700 | x | 49 |  | West Valley City | pnw | ut | 86.8 | 86.8 | 2002-07-01 | ng | 8393 | 86.8
Moss Landing | np15 | ca | 1097 | 1097 | 2002-07-01 | ng | 7100 | x | 1097 |  | Sundance | dsw | az | 450 | 450 | 2002-06-01 | ng | 9160 | 450
Valley Generation Upgrade | np15 | ca | 500 | 180 | 2004-04-01 | ng | 10840 |  | 180 |  | Boulder Park | pnw | wa | 24.6 | 24.6 | 2001-04-01 | ng | 9468 | 24.6
Contra Costa 8 | np15 | ca | 580 | 580 | 2005-06-01 | ng | 6707 | x | 580 |  | Lordsburg | dsw | nm | 80 | 80 | 2002-07-01 | ng | 9611 | 80
|  |  | 3247.7 | 2899.7 |  |  |  |  | 2899.7 |  | Pajaro Valley Energy Center | np15 | ca | 45 | 45 | 2002-06-01 | ng | 9700 | 45
|  |  |  | <9000 | 2577 | [5 empty] | Yuba City Energy Center | np15 | ca | 48.7 | 48.7 | 2002-06-01 | ng | 9700 | 48.7
|  |  |  | 9000<>11000 | 322.7 | [5 empty] | Vaca-Dixon | np15 | ca | 49 | 49 | 2002-06-30 | ng | 9700 | 49
|  |  |  | >11000 | 0 | [5 empty] | Logan | pnw | ut | 13.5 | 7.5 | 2002-04-01 | ng | 9700 | 7.5
[11 empty] | Klamath Expansion | pnw | or | 100 | 100 | 2002-06-01 | ng | 9700 | 100
Plant Name | Region | State | Gross Cap | Net Cap | Online Date | Fuel | Heat Rate |  |  |  | Basin Electric DG | pnw | wy | 15 | 15 | 2002-08-01 | ng | 9700 | 15
Anaconda | pnw | mt | 99.2 | 29.8 | 2002-06-01 | wind | 0 | x | 0 |  | Basin Electric DG | pnw | wy | 15 | 15 | 2002-08-01 | ng | 9700 | 15
Goldendale Wind | pnw | or | 25.5 | 7.6 | 2002-09-01 | wind | 0 | x | 0 |  | Springs Peaker | sp15 | ca | 40 | 40 | 2002-06-05 | ng | 9700 | 40
Nine Canyon Wind | pnw | wa | 48 | 14.4 | 2002-10-01 | wind | 0 | x | 0 |  | Wygen 1 | pnw | wy | 80 | 80 | 2003-07-01 | coal | 10000 | 0
Condon Wind Project | pnw | or | 25.2 | 7.6 | 2002-12-01 | wind | 0 | x | 0 |  | Huntington Beach Mod | sp15 | ca | 225 | 0 | 2002-07-01 | ng | 10400 | 0
Coyote Springs 2 | pnw | or | 280 | 280 | 2002-04-01 | ng | 6707 | x | 280 |  | Huntington Beach Mod | sp15 | ca | 225 | 0 | 2002-07-01 | ng | 10400 | 0
Goldendale Energy Project | pnw | wa | 253 | 248 | 2002-07-01 | ng | 6707 | x | 248 |  | Plains End | ro | co | 114 | 114 | 2002-04-01 | ng | 10457 | 114
Grays Harbor | pnw | wa | 650 | 650 | 2003-06-01 | ng | 6707 | x | 650 |  | Valley Generation Upgrade | np15 | ca | 500 | 180 | 2004-04-01 | ng | 10840 | 180
Mint Farm Project | pnw | wa | 286 | 86 | 2003-06-01 | ng | 6707 | x | 86 |  | Afton GS | dsw | nm | 135 | 135 | 2002-11-01 | ng | 11000 | 135
Hermiston | pnw | or | 630 | 533.5 | 2002-06-01 | ng | 6793 | x | 533.5 |  | Mint Farm Project | pnw | wa | 100 | 100 | 2002-06-01 | ng | 11000 | 100
Chehalis Gen | pnw | wa | 520 | 520 | 2003-11-01 | ng | 7000 | x | 520 |  | First Megawatts | pnw | mt | 160 | 160 | 2002-07-01 | ng | 11000 | 160
Big Hanaford Project | pnw | wa | 248 | 248 | 2002-07-01 | ng | 7100 | x | 248 |  | Brighton GS | ro | co | 140 | 140 | 2002-04-01 | ng | 11000 | 140
Frederickson Power Project | pnw | wa | 249 | 249 | 2002-07-01 | ng | 7100 | x | 249 |  | Rawhide Expansion | ro | co | 85.4 | 81 | 2002-05-01 | ng | 11563 | 81
First Megawatts | pnw | mt | 240 | 80 | 2003-07-01 | ng | 7100 | x | 80 |  | Rawhide Expansion | ro | co | 170.8 | 162 | 2002-07-01 | ng | 11563 | 162
West Valley City | pnw | ut | 86.8 | 86.8 | 2002-07-01 | ng | 8393 | x | 86.8 |  | Rye Patch Geothermal | pnw | nv | 12 | 12 | 2002-04-01 | geo | 23924 | 0
Boulder Park | pnw | wa | 24.6 | 24.6 | 2001-04-01 | ng | 9468 | x | 24.6 |  | **Do not include Mex Plants on left List |  |  |  | 25587.8 |  |  |  | 25139.1
Logan | pnw | ut | 13.5 | 7.5 | 2002-04-01 | ng | 9700 | x | 7.5
Klamath Expansion | pnw | or | 100 | 100 | 2002-06-01 | ng | 9700 | x | 100
Basin Electric DG | pnw | wy | 15 | 15 | 2002-08-01 | ng | 9700 | x | 15 |  | Gas | [9 empty] | Total Gas
Basin Electric DG | pnw | wy | 15 | 15 | 2002-08-01 | ng | 9700 | x | 15 |  |  | DSW | SP15 | ZP26 | NP15 | PNW | RO | CAN | Total |  |  | DSW | SP15 | ZP26 | NP15 | PNW | RO | CAN | Total
Wygen 1 | pnw | wy | 80 | 80 | 2003-07-01 | coal | 10000 | x | 0 |  | <9000 | 10969 | 3695 | 1863 | 2577 | 2981.3 | 612 | 495 | 23192.3 | 23192.3 | <9000 | 13514 | 4802 | 1863 | 4407 | 5096.1 | 744 | 1687 | 32113.1
Mint Farm Project | pnw | wa | 100 | 100 | 2002-06-01 | ng | 11000 | no | 100 |  | 9000<x<11000 | 530 | 40 | 0 | 322.7 | 162.1 | 114 | 0 | 1168.8 | 1168.8 | 9000<x<11000 | 2777 | 12068.3 | 1588 | 6449.9 | 1986.1 | 821 | 1164 | 26854.3
First Megawatts | pnw | mt | 160 | 160 | 2002-07-01 | ng | 11000 | no | 160 |  | >11000 | 135 | 0 | 0 | 0 | 260 | 383 | 0 | 778 | 778 | >11000 | 3107 | 5699 | 320 | 857 | 1746 | 1484 | 46 | 13259
Rye Patch Geothermal | pnw | nv | 12 | 12 | 2002-04-01 | geo | 23924 | no | 0 |  | Total | 11634 | 3735 | 1863 | 2899.7 | 3403.4 | 1109 | 495 | 25139.1 | 25139.1 | Total | 19398 | 22569.3 | 3771 | 11713.9 | 8828.2 | 3049 | 2897 | 72226.4
|  |  | 4160.8 | 3554.8 |  |  |  |  | 3403.4
|  |  |  | <9000 | 3040.7
|  |  |  | 9000<>11000 | 242.1 | [5 empty] | All | [9 empty] | Wind/Others
|  |  |  | >11000 | 272 | [6 empty] | DSW | SP15 | ZP26 | NP15 | PNW | RO | CAN | Total |  |  | DSW | SP15 | ZP26 | NP15 | PNW | RO | CAN | Total | Total Wind/Others
[11 empty] | <9000 | 10969 | 3696 | 1863 | 2577 | 3040.7 | 612 | 791.3 | 23549 | 23549 | <9000 | 0 | 1 | 0 | 0 | 59.4 | 0 | 296.3 | 356.7 |  | DSW | SP15 | ZP26 | NP15 | PNW | RO | CAN | Total
Plant Name | Region | State | Gross Cap | Net Cap | Online Date | Fuel | Heat Rate |  |  |  | 9000<x<11000 | 530 | 40 | 0 | 322.7 | 242.1 | 114 | 0 | 1248.8 | 1248.8 | 9000<x<11000 | 0 | 0 | 0 | 0 | 80 | 0 | 0 | 80 | <9000 | 0 | 21.4 | 0 | 0 | 179.3 | 11.9 | 305.1 | 517.7
Front Range | ro | co | 480 | 480 | 2003-05-01 | ng | 7000 | x | 480 |  | >11000 | 135 | 0 | 0 | 0 | 272 | 383 | 0 | 790 | 790 | >11000 | 0 | 0 | 0 | 0 | 12 | 0 | 0 | 12 | 9000<x<11000 | 0 | 0 | 25 | 0 | 133 | 0 | 85.6 | 243.6
Arapahoe | ro | co | 132 | 132 | 2002-06-01 | ng | 7100 | x | 132 |  | Total | 11634 | 3736 | 1863 | 2899.7 | 3554.8 | 1109 | 791.3 | 25587.8 | 25587.8 | [8 empty] | 448.7 | >11000 | 0 | 0 | 0 | 0 | 12 | 0 | 0 | 12
Plains End | ro | co | 114 | 114 | 2002-04-01 | ng | 10457 | no | 114 | [28 empty] | 773.3
Brighton GS | ro | co | 140 | 140 | 2002-04-01 | ng | 11000 | no | 140
Rawhide Expansion | ro | co | 85.4 | 81 | 2002-05-01 | ng | 11563 | no | 81
Rawhide Expansion | ro | co | 170.8 | 162 | 2002-07-01 | ng | 11563 | no | 162 |  | Regional Gas Generation as % of Total Gas Generation by Heat Rate | [9 empty] | Regional Gas Generation as % of Total Gas Generation by Heat Rate
|  |  | 1122.2 | 1109 |  |  |  |  | 1109 |  |  | DSW | SP15 | ZP26 | NP15 | PNW | RO | CAN | Total |  |  | DSW | SP15 | ZP26 | NP15 | PNW | RO | CAN | Total
|  |  |  | <9000 | 612 | [5 empty] | <9000 | 47.3% | 15.93% | 8.033% | 11.11% | 12.85% | 2.639% | 2.134% | 100% | 100% | <9000 | 42.08% | 14.95% | 5.801% | 13.72% | 15.87% | 2.317% | 5.253% | 100%
|  |  |  | 9000<>11000 | 114 | [5 empty] | 9000<x<11000 | 45.35% | 3.422% | 0% | 27.61% | 13.87% | 9.754% | 0% | 100% | 100% | 9000<x<11000 | 10.34% | 44.94% | 5.913% | 24.02% | 7.396% | 3.057% | 4.335% | 100%
|  |  |  | >11000 | 383 | [5 empty] | >11000 | 17.35% | 0% | 0% | 0% | 33.42% | 49.23% | 0% | 100% | 100% | >11000 | 23.43% | 42.98% | 2.413% | 6.464% | 13.17% | 11.19% | 0.3469% | 100%
[11 empty] | Total | 110% | 19.35% | 8.033% | 38.72% | 60.14% | 61.62% | 2.134% | 300% |  | Total | 75.86% | 102.9% | 14.13% | 44.21% | 36.43% | 16.57% | 9.935% | 300%
Plant Name | Region | State | Gross Cap | Net Cap | Online Date | Fuel | Heat Rate
Springs Peaker | sp15 | ca | 40 | 40 | 2002-06-05 | ng | 9700 | x | 40
Huntington Beach Mod | sp15 | ca | 225 | 0 | 2002-07-01 | ng | 10400 | no | 0 |  | All
Huntington Beach Mod | sp15 | ca | 225 | 0 | 2002-07-01 | ng | 10400 | no | 0 |  |  | DSW | SP15 | ZP26 | NP15 | PNW | RO | CAN | Total
Pastoria Energy Facility | sp15 | ca | 750 | 750 | 2003-01-01 | ng | 7000 | x | 750 |  | <9000 | 46.58% | 15.69% | 7.911% | 10.94% | 12.91% | 2.599% | 3.36% | 100% | 100%
Blythe Energy | sp15 | ca | 520 | 520 | 2003-04-01 | ng | 7000 | x | 520 |  | 9000<x<11000 | 42.44% | 3.203% | 0% | 25.84% | 19.39% | 9.129% | 0% | 100% | 100%
Woodland II | sp15 | ca | 80 | 80 | 2003-05-01 | ng | 7860 | x | 80 |  | >11000 | 17.09% | 0% | 0% | 0% | 34.43% | 48.48% | 0% | 100% | 100%
Mountainview | sp15 | ca | 1000 | 1000 | 2003-06-01 | ng | 6707 | x | 1000 |  | Total | 106.1% | 18.9% | 7.911% | 36.78% | 66.73% | 60.21% | 3.36% | 300%
High Desert Power Project | sp15 | ca | 765 | 765 | 2003-07-01 | ng | 7000 | x | 765
Otay Mesa | sp15 | ca | 580 | 580 | 2003-07-01 | ng | 7100 | x | 580
Valero Cogen Project | sp15 | ca | 51 | 1 | 2002-05-01 | refinery gas | 7100 | x | 0 |  | Regional Gas Generation as % of Total Gas Generation | [9 empty] | Regional Gas Generation as % of Total Gas Generation
|  |  | 4236 | 3736 |  |  |  |  | 3735 |  |  | DSW | SP15 | ZP26 | NP15 | PNW | RO | CAN | Total |  |  | DSW | SP15 | ZP26 | NP15 | PNW | RO | CAN | Total
|  |  |  | <9000 | 3696 | [5 empty] | <9000 | 43.63% | 14.7% | 7.411% | 10.25% | 11.86% | 2.434% | 1.969% | 92.26% |  | <9000 | 18.71% | 6.649% | 2.579% | 6.102% | 7.056% | 1.03% | 2.336% | 44.46%
|  |  |  | 9000<>11000 | 40 | [5 empty] | 9000<x<11000 | 2.108% | 0.1591% | 0% | 1.284% | 0.6448% | 0.4535% | 0% | 4.649% |  | 9000<x<11000 | 3.845% | 16.71% | 2.199% | 8.93% | 2.75% | 1.137% | 1.612% | 37.18%
|  |  |  | >11000 | 0 | [5 empty] | >11000 | 0.537% | 0% | 0% | 0% | 1.034% | 1.524% | 0% | 3.095% | 100% | >11000 | 4.302% | 7.89% | 0.4431% | 1.187% | 2.417% | 2.055% | 0.06369% | 18.36%
[11 empty] | Total | 46.28% | 14.86% | 7.411% | 11.53% | 13.54% | 4.411% | 1.969% | 100% |  | Total | 26.86% | 31.25% | 5.221% | 16.22% | 12.22% | 4.221% | 4.011% | 100%
Plant Name | Region | State | Gross Cap | Net Cap | Online Date | Fuel | Heat Rate
Sunrise Power Project | zp26 | ca | 585 | 265 | 2003-08-01 | ng | 7000 |  | 265
La Paloma | zp26 | ca | 524 | 524 | 2002-07-01 | ng | 7100 | x | 524 |  | All
La Paloma | zp26 | ca | 524 | 524 | 2002-10-01 | ng | 7100 | x | 524 |  |  | DSW | SP15 | ZP26 | NP15 | PNW | RO | CAN | Total
Elk Hills Energy Project | zp26 | ca | 550 | 550 | 2003-03-01 | ng | 7100 |  | 550 |  | <9000 | 42.87% | 14.44% | 7.281% | 10.07% | 11.88% | 2.392% | 3.092% | 92.03%
|  |  | 2183 | 1863 |  |  |  |  | 1863 |  | 9000<x<11000 | 2.071% | 0.1563% | 0% | 1.261% | 0.9462% | 0.4455% | 0% | 4.88%
|  |  |  | <9000 | 1863 | [5 empty] | >11000 | 0.5276% | 0% | 0% | 0% | 1.063% | 1.497% | 0% | 3.087% | 100%
|  |  |  | 9000<>11000 | 0 | [5 empty] | Total | 45.47% | 14.6% | 7.281% | 11.33% | 13.89% | 4.334% | 3.092% | 100%
|  |  |  | >11000 | 0 |  |  |  | Total Gas Gen
26814.1
[6 empty] | Total <9,000 |  |  | 21320.5 | 20859
[6 empty] | Total 9,000<x<11,000 |  |  | 3962.5 | 1364.2
[6 empty] | Total >11,000 |  |  | 243 | 243

## online plants
[10 empty] | Plant Name | Region | State | Gross Cap | Net Cap | Fuel | Heat Rate | NG Only | Wind/Other |  |  | Wind/Others
Canada | [9 empty] | Vision Quest | can | ab | 4.6 | 1.4 | Wind | 0 | 0 | 1.4 |  |  | Plant Name | Region | State | Gross Cap | Net Cap | Fuel | Heat Rate
Plant Name | Region | State | Gross Cap | Net Cap | Fuel | Online Date | Heat Rate |  | NG Generation | Vision Quest | can | ab | 11.9 | 3.6 | Wind | 0 | 0 | 3.6 |  |  | Madera Bio | zp26 | ca | 25 | 25 | Bio | 10000
Vision Quest | can | ab | 4.6 | 1.4 | Wind | 2001-04-16 | 0 | x | 0 | Vision Quest | can | ab | 9.9 | 3 | Wind | 0 | 0 | 3 |  |  | Sundance | can | ab | 400 | 34 | coal | 9540
Vision Quest | can | ab | 11.9 | 3.6 | Wind | 2001-08-10 | 0 | x | 0 | Vision Quest | can | ab | 2.6 | 0.8 | Wind | 0 | 0 | 0.8 |  |  | Moses Lake | pnw | wa | 32 | 32 | FO2 | 10457
Vision Quest | can | ab | 9.9 | 3 | Wind | 2001-10-01 | 0 | x | 0 | Rock River 1 | pnw | wy | 50 | 12.5 | Wind | 0 | 0 | 12.5 |  |  | Vision Quest | can | ab | 4.6 | 1.4 | Wind | 0
Vision Quest | can | ab | 2.6 | 0.8 | Wind | 2001-12-01 | 0 | x | 0 | Stateline Wind | pnw | or | 83.8 | 29.3 | Wind | 0 | 0 | 29.3 |  |  | Vision Quest | can | ab | 11.9 | 3.6 | Wind | 0
Medicine Hat | can | ab | 27 | 25 | NG | 2001-01-01 | 7100 | x | 25 | Stateline Wind | pnw | wa | 181.5 | 63.5 | Wind | 0 | 0 | 63.5 |  |  | Vision Quest | can | ab | 9.9 | 3 | Wind | 0
Millenium | can | ab | 360 | 150 | NG | 2001-01-15 | 7100 | x | 150 | Condon Wind Project | pnw | or | 24.6 | 7.4 | Wind | 0 | 0 | 7.4 |  |  | Vision Quest | can | ab | 2.6 | 0.8 | Wind | 0
Edmonton | can | ab | 25 | 25 | NG | 2001-03-01 | 7100 | x | 25 | Goldendale Wind | pnw | or | 24 | 7.2 | Wind | 0 | 0 | 7.2 |  |  | Rock River 1 | pnw | wy | 50 | 12.5 | Wind | 0
Carseland | can | ab | 80 | 80 | NG | 2001-09-25 | 7100 | x | 80 | Ponnequin Wind Facility | ro | co | 9.9 | 3 | Wind | 0 | 0 | 3 |  |  | Stateline Wind | pnw | or | 83.8 | 29.3 | Wind | 0
Cavalier | can | ab | 106 | 26 | NG | 2001-11-26 | 7100 | x | 26 | Peetz WT | ro | co | 29.7 | 8.9 | Wind | 0 | 0 | 8.9 |  |  | Stateline Wind | pnw | wa | 181.5 | 63.5 | Wind | 0
Redwater | can | ab | 40 | 28 | NG | 2001-11-28 | 7100 | x | 28 | Mountain View | sp15 | ca | 44.4 | 14.8 | Wind | 0 | 0 | 14.8 |  |  | Condon Wind Project | pnw | or | 24.6 | 7.4 | Wind | 0
Balzac | can | ab | 106 | 106 | NG | 2001-12-01 | 7100 | x | 106 | Mountain View | sp15 | ca | 22.2 | 5.6 | Wind | 0 | 0 | 5.6 |  |  | Goldendale Wind | pnw | or | 24 | 7.2 | Wind | 0
Island Cogen | can | bc | 240 | 240 | NG | 2001-06-24 | 7100 | x | 240 | Fort St. Vrain 4 | ro | co | 245 | 100 | NG | 6707 | 100 | 0 |  |  | Ponnequin Wind Facility | ro | co | 9.9 | 3 | Wind | 0
Rainbow Lake | can | ab | 46 | 46 | NG | 2001-12-29 | 8891 | x | 46 | South Point | dsw | az | 555 | 555 | NG | 6793 | 555 | 0 |  |  | Peetz WT | ro | co | 29.7 | 8.9 | Wind | 0
Sundance | can | ab | 400 | 34 | coal | 2001-11-14 | 9540 | x | 0 | Medicine Hat | can | ab | 27 | 25 | NG | 7100 | 25 | 0 |  |  | Mountain View | sp15 | ca | 44.4 | 14.8 | Wind | 0
Cavalier | can | ab | 80 | 80 | NG | 2001-08-01 | 9700 | x | 80 | Millenium | can | ab | 360 | 150 | NG | 7100 | 150 | 0 |  |  | Mountain View | sp15 | ca | 22.2 | 5.6 | Wind | 0
Valleyview | can | ab | 46 | 46 | NG | 2001-12-11 | 9700 | x | 46 | Edmonton | can | ab | 25 | 25 | NG | 7100 | 25 | 0 |  |  | Cowley Ridge North | can | ab | 50.3 | 14.3 | Wood | 10000
Cowley Ridge North | can | ab | 50.3 | 14.3 | Wood | 2001-11-01 | 10000 | no | 0 | Carseland | can | ab | 80 | 80 | NG | 7100 | 80 | 0 |  |  | Cowley Ridge North | can | ab | 11.7 | 4.3 | Wood | 10000
Cowley Ridge North | can | ab | 11.7 | 4.3 | Wood | 2002-01-01 | 10000 | no | 0 | Cavalier | can | ab | 106 | 26 | NG | 7100 | 26 | 0 |  |  | Canyon Power | can | bc | 22 | 22 | Wood | 10742
Canyon Power | can | bc | 22 | 22 | Wood | 2001-02-01 | 10742 | no | 0 | Redwater | can | ab | 40 | 28 | NG | 7100 | 28 | 0 |  |  | Purcell Power | can | bc | 11 | 11 | Wood | 10742
Purcell Power | can | bc | 11 | 11 | Wood | 2001-09-01 | 10742 | no | 0 | Balzac | can | ab | 106 | 106 | NG | 7100 | 106 | 0 |  |  | Purcell Power | pnw | bc | 11 | 11 | Wood | 10742
|  |  | 1680 | 946.4 |  |  |  |  | 852 | Island Cogen | can | bc | 240 | 240 | NG | 7100 | 240 | 0 |  |  | Kinzua Sawmill | pnw | or | 10 | 10 | Wood | 10742
[5 empty] | <9000 | 734.8 |  |  |  | Desert Basin | dsw | az | 560 | 560 | NG | 7100 | 560 | 0 | [6 empty] | 324.6
[5 empty] | 9000<>11000 | 211.6 |  |  |  | Chino Cogen | dsw | nm | 50 | 0 | NG | 7100 | 0 | 0
[5 empty] | >11000 | 0 |  |  |  | Griffith Energy | dsw | az | 590 | 590 | NG | 7100 | 590 | 0
[10 empty] | Rosarita III | mex | mex | 541 | 541 | NG | 7100 | 541 | 0 |  |  | Total Wind/Others
DSW | [9 empty] | Sutter | np15 | ca | 547 | 547 | NG | 7100 | 547 | 0 |  |  |  | DSW | SP15 | ZP26 | NP15 | PNW | RO | CAN
Plant Name | Region | State | Gross Cap | Net Cap | Fuel | Online Date | Heat Rate |  |  | Los Medanos | np15 | ca | 495 | 495 | NG | 7100 | 495 | 0 |  |  | Coal | 0 | 0 | 0 | 0 | 0 | 0 | 34
South Point | dsw | az | 555 | 555 | NG | 2001-05-06 | 6793 | x | 555 | Klamath Cogen | pnw | or | 484 | 484 | NG | 7100 | 484 | 0 |  |  | Wind | 0 | 20.4 | 0 | 0 | 119.9 | 11.9 | 8.8
Desert Basin | dsw | az | 560 | 560 | NG | 2001-06-18 | 7100 | x | 560 | Rathdrum | pnw | id | 270 | 270 | NG | 7100 | 270 | 0 |  |  | Wood | 0 | 0 | 0 | 0 | 21 | 0 | 51.6
Chino Cogen | dsw | nm | 50 | 0 | NG | 2001-08-01 | 7100 | x | 0 | Harbor Expansion | sp15 | ca | 110 | 30 | NG | 7100 | 30 | 0 |  |  | Bio | 0 | 0 | 25 | 0 | 0 | 0 | 0
Griffith Energy | dsw | az | 590 | 590 | NG | 2001-08-03 | 7100 | x | 590 | Harbor Expansion | sp15 | ca | 240 | 240 | NG | 7100 | 240 | 0 |  |  | FO2 | 0 | 0 | 0 | 0 | 32 | 0 | 0
North Loop 4 | dsw | az | 23 | 0 | NG | 2001-06-01 | 9700 | x | 0 | West Valley City | pnw | ut | 86.8 | 86.8 | NG | 8393 | 86.8 | 0 |  |  | Hydro | 0 | 0 | 0 | 0 | 0 | 0 | 0
DeMoss Petrie Peaker | dsw | az | 75 | 75 | NG | 2001-06-15 | 11000 | x | 75 | Rainbow Lake | can | ab | 46 | 46 | NG | 8891 | 46 | 0 |  |  | Geo | 0 | 0 | 0 | 0 | 0 | 0 | 0
West Phoenix | dsw | az | 120 | 120 | NG | 2001-05-22 | 11563 | x | 120 | Valley LDWP 5 | sp15 | ca | 47.4 | 47.4 | NG | 9157 | 47.4 | 0 |  |  | Refinery Gas | 0 | 0 | 0 | 0 | 0 | 0 | 0 | 324.6
|  |  | 1973 | 1900 |  |  |  |  | 1900 | Red Bluff Peaker | np15 | ca | 48 | 48 | NG | 9468 | 48 | 0
[5 empty] | <9000 | 1705 |  |  |  | Sundance | can | ab | 400 | 34 | coal | 9540 | 0 | 34
[5 empty] | 9000<>11000 | 0 |  |  |  | Cavalier | can | ab | 80 | 80 | NG | 9700 | 80 | 0
[5 empty] | >11000 | 195 |  |  |  | Valleyview | can | ab | 46 | 46 | NG | 9700 | 46 | 0
[10 empty] | North Loop 4 | dsw | az | 23 | 0 | NG | 9700 | 0 | 0
[10 empty] | McClellan CT Upgrade | np15 | ca | 22 | 22 | NG | 9700 | 22 | 0
Mexico | [9 empty] | P&G SMUD | np15 | ca | 44 | 44 | NG | 9700 | 44 | 0
Plant Name | Region | State | Gross Cap | Net Cap | Fuel | Online Date | Heat Rate |  |  | Fresno Cogen | np15 | ca | 21.3 | 21.3 | NG | 9700 | 21.3 | 0
Rosarita III | mex | mex | 541 | 541 | NG | 2001-07-01 | 7100 | no | 541 | Gates Peaker | np15 | ca | 49.9 | 49.9 | NG | 9700 | 49.9 | 0
|  |  | 541 | 541 |  |  |  |  | 541 | Panoche Peaker | np15 | ca | 49 | 49 | NG | 9700 | 49 | 0
[5 empty] | <9000 | 541 |  |  |  | Los Banos Gt | np15 | ca | 49 | 49 | NG | 9700 | 49 | 0
[5 empty] | 9000<>11000 | 0 |  |  |  | Wyodak Expansion | pnw | wy | 40 | 40 | NG | 9700 | 40 | 0
[5 empty] | >11000 | 0 |  |  |  | Murray GT | pnw | ut | 10 | 10 | NG | 9700 | 10 | 0
[10 empty] | Gadsby | pnw | ut | 100 | 100 | NG | 9700 | 100 | 0
NP15 | [9 empty] | Beaver Peaker | pnw | or | 25 | 25 | NG | 9700 | 25 | 0
Plant Name | Region | State | Gross Cap | Net Cap | Fuel | Online Date | Heat Rate |  |  | Mountain Home | pnw | id | 90 | 90 | NG | 9700 | 90 | 0
Sutter | np15 | ca | 547 | 547 | NG | 2001-07-02 | 7100 | x | 547 | Pierce Power | pnw | wa | 154 | 154 | NG | 9700 | 154 | 0
Los Medanos | np15 | ca | 495 | 495 | NG | 2001-07-09 | 7100 | x | 495 | Murray GT | pnw | ut | 10 | 10 | NG | 9700 | 10 | 0
Red Bluff Peaker | np15 | ca | 48 | 48 | NG | 2001-09-01 | 9468 | x | 48 | Clatskanie GT | pnw | or | 11 | 11 | NG | 9700 | 11 | 0
McClellan CT Upgrade | np15 | ca | 22 | 22 | NG | 2001-03-13 | 9700 | x | 22 | Finley | pnw | wa | 27 | 27 | NG | 9700 | 27 | 0
P&G SMUD | np15 | ca | 44 | 44 | NG | 2001-05-10 | 9700 | x | 44 | Valmont GS | ro | co | 37 | 37 | NG | 9700 | 37 | 0
Fresno Cogen | np15 | ca | 21.3 | 21.3 | NG | 2001-08-16 | 9700 | x | 21.3 | Fountain Valley | ro | co | 120 | 120 | NG | 9700 | 120 | 0
Gates Peaker | np15 | ca | 49.9 | 49.9 | NG | 2001-12-15 | 9700 | x | 49.9 | Fountain Valley | ro | co | 120 | 120 | NG | 9700 | 120 | 0
Panoche Peaker | np15 | ca | 49 | 49 | NG | 2001-12-15 | 9700 | x | 49 | PG&E Chula Vista | sp15 | ca | 44 | 44 | NG | 9700 | 44 | 0
Los Banos Gt | np15 | ca | 49 | 49 | NG | 2001-12-31 | 9700 | x | 49 | Larkspur Energy | sp15 | ca | 90 | 90 | NG | 9700 | 90 | 0
Calpine Gilroy | np15 | ca | 90 | 90 | NG | 2001-12-14 | 11000 | no | 90 | Indigo Energy Facility | sp15 | ca | 90 | 90 | NG | 9700 | 90 | 0
Calpine Gilroy | np15 | ca | 45 | 45 | NG | 2002-02-01 | 11000 | no | 45 | Alliance Drews | sp15 | ca | 40 | 40 | NG | 9700 | 40 | 0
|  |  | 1460.2 | 1460.2 |  |  |  |  | 1460.2 | Ramco Escondido | sp15 | ca | 49.5 | 49.5 | NG | 9700 | 49.5 | 0
[5 empty] | <9000 | 1042 |  |  |  | Indigo Energy Facility | sp15 | ca | 45 | 45 | NG | 9700 | 45 | 0
[5 empty] | 9000<>11000 | 283.2 |  |  |  | Allaince Century | sp15 | ca | 40 | 40 | NG | 9700 | 40 | 0
[5 empty] | >11000 | 135 |  |  |  | CalPeak Enterprise #7 | sp15 | ca | 49.9 | 49.9 | NG | 9700 | 49.9 | 0
[10 empty] | Border Peaker | sp15 | ca | 49.5 | 49.5 | NG | 9700 | 49.5 | 0
PNW | [9 empty] | Chowchilla Peaker | zp26 | ca | 49 | 49 | NG | 9700 | 49 | 0
Plant Name | Region | State | Gross Cap | Net Cap | Fuel | Online Date | Heat Rate |  |  | Hanford Energy | zp26 | ca | 95 | 95 | NG | 9700 | 95 | 0
Rock River 1 | pnw | wy | 50 | 12.5 | Wind | 2001-11-01 | 0 | x | 0 | King City Peaker | zp26 | ca | 50 | 50 | NG | 9700 | 50 | 0
Stateline Wind | pnw | or | 83.8 | 29.3 | Wind | 2001-12-20 | 0 | x | 0 | Madera Bio | zp26 | ca | 25 | 25 | Bio | 10000 | 0 | 25
Stateline Wind | pnw | wa | 181.5 | 63.5 | Wind | 2001-12-20 | 0 | x | 0 | Cowley Ridge North | can | ab | 50.3 | 14.3 | Wood | 10000 | 0 | 14.3
Condon Wind Project | pnw | or | 24.6 | 7.4 | Wind | 2002-01-01 | 0 | x | 0 | Cowley Ridge North | can | ab | 11.7 | 4.3 | Wood | 10000 | 0 | 4.3
Goldendale Wind | pnw | or | 24 | 7.2 | Wind | 2002-01-01 | 0 | x | 0 | Moses Lake | pnw | wa | 32 | 32 | FO2 | 10457 | 0 | 32
Klamath Cogen | pnw | or | 484 | 484 | NG | 2001-07-29 | 7100 | x | 484 | Canyon Power | can | bc | 22 | 22 | Wood | 10742 | 0 | 22
Rathdrum | pnw | id | 270 | 270 | NG | 2001-09-15 | 7100 | x | 270 | Purcell Power | can | bc | 11 | 11 | Wood | 10742 | 0 | 11
West Valley City | pnw | ut | 86.8 | 86.8 | NG | 2001-12-21 | 8393 | x | 86.8 | Purcell Power | pnw | bc | 11 | 11 | Wood | 10742 | 0 | 11
Wyodak Expansion | pnw | wy | 40 | 40 | NG | 2001-05-01 | 9700 | x | 40 | Kinzua Sawmill | pnw | or | 10 | 10 | Wood | 10742 | 0 | 10
Murray GT | pnw | ut | 10 | 10 | NG | 2001-06-15 | 9700 | x | 10 | DeMoss Petrie Peaker | dsw | az | 75 | 75 | NG | 11000 | 75 | 0
Gadsby | pnw | ut | 100 | 100 | NG | 2001-07-30 | 9700 | x | 100 | Calpine Gilroy | np15 | ca | 90 | 90 | NG | 11000 | 90 | 0
Beaver Peaker | pnw | or | 25 | 25 | NG | 2001-08-16 | 9700 | x | 25 | Calpine Gilroy | np15 | ca | 45 | 45 | NG | 11000 | 45 | 0
Mountain Home | pnw | id | 90 | 90 | NG | 2001-09-30 | 9700 | x | 90 | Tri-Center | pnw | nv | 240 | 240 | NG | 11000 | 240 | 0
Pierce Power | pnw | wa | 154 | 154 | NG | 2001-10-01 | 9700 | x | 154 | Tri-Center | pnw | nv | 120 | 120 | NG | 11000 | 120 | 0
Murray GT | pnw | ut | 10 | 10 | NG | 2001-12-15 | 9700 | x | 10 | Fredonia Expansion | pnw | wa | 110 | 110 | NG | 11000 | 110 | 0
Clatskanie GT | pnw | or | 11 | 11 | NG | 2002-01-01 | 9700 | x | 11 | Limon Gen | ro | co | 70 | 70 | NG | 11000 | 70 | 0
Finley | pnw | wa | 27 | 27 | NG | 2002-02-01 | 9700 | x | 27 | Sunrise Power | zp26 | ca | 320 | 320 | NG | 11000 | 320 | 0
Moses Lake | pnw | wa | 32 | 32 | FO2 | 2001-08-24 | 10457 | no | 0 | West Phoenix | dsw | az | 120 | 120 | NG | 11563 | 120 | 0
Purcell Power | pnw | bc | 11 | 11 | Wood | 2001-09-01 | 10742 | no | 0
Kinzua Sawmill | pnw | or | 10 | 10 | Wood | 2001-10-25 | 10742 | no | 0 |  |  |  |  | All Gen by Region |  |  |  | Only Gas | Wind/Other
Tri-Center | pnw | nv | 240 | 240 | NG | 2001-06-30 | 11000 | x | 240 |  |  |  | CAN | 946.4 |  |  | CAN | 852 | 94.4
Tri-Center | pnw | nv | 120 | 120 | NG | 2001-08-01 | 11000 | x | 120 |  |  |  | DSW | 1900 |  |  | DSW | 1900 | 0
Fredonia Expansion | pnw | wa | 110 | 110 | NG | 2001-08-27 | 11000 | x | 110 |  |  |  | SP | 835.7 |  |  | SP | 815.3 | 20.4
|  |  | 2194.7 | 1950.7 |  |  |  |  | 1777.8 |  |  |  | ZP | 539 |  |  | ZP | 514 | 25
[5 empty] | <9000 | 960.7 | [6 empty] | NP | 1460.2 |  |  | NP | 1460.2 | 0
[5 empty] | 9000<>11000 | 520 | [6 empty] | PNW | 1950.7 |  |  | PNW | 1777.8 | 0
[5 empty] | >11000 | 470 | [6 empty] | RO | 458.9 |  |  | RO | 447 | 0
[14 empty] | 8090.9 |  |  |  | 7766.3 | 139.8
Rockies
Plant Name | Region | State | Gross Cap | Net Cap | Fuel | Online Date | Heat Rate
Ponnequin Wind Facility | ro | co | 9.9 | 3 | Wind | 2001-06-01 | 0 | x | 0 | Gas | [9 empty] | Total Gas
Peetz WT | ro | co | 29.7 | 8.9 | Wind | 2001-10-16 | 0 | x | 0 |  | DSW | SP15 | ZP26 | NP15 | PNW | RO | CAN | Total |  |  | DSW | SP15 | ZP26 | NP15 | PNW | RO | CAN | Total
Fort St. Vrain 4 | ro | co | 245 | 100 | NG | 2001-06-13 | 6707 | x | 100 | <9000 | 1705 | 270 | 0 | 1042 | 840.8 | 100 | 726 | 4683.8 |  | <9000 | 2545 | 1107 | 0 | 1830 | 2114.8 | 132 | 1192 | 8920.8
Valmont GS | ro | co | 37 | 37 | NG | 2001-06-29 | 9700 | x | 37 | 9000<x<11000 | 0 | 545.3 | 194 | 283.2 | 467 | 277 | 126 | 1892.5 |  | 9000<x<11000 | 2247 | 12028.3 | 1588 | 6127.2 | 1824 | 707 | 1164 | 25685.5
Fountain Valley | ro | co | 120 | 120 | NG | 2001-08-01 | 9700 | x | 120 | >11000 | 195 | 0 | 320 | 135 | 470 | 70 | 0 | 1190 |  | >11000 | 2972 | 5699 | 320 | 857 | 1486 | 1101 | 46 | 12481
Fountain Valley | ro | co | 120 | 120 | NG | 2001-08-17 | 9700 | x | 120 | Total | 1900 | 815.3 | 514 | 1460.2 | 1777.8 | 447 | 852 | 7766.3 |  | Total | 7764 | 18834.3 | 1908 | 8814.2 | 5424.8 | 1940 | 2402 | 47087.3
Limon Gen | ro | co | 70 | 70 | NG | 2002-01-31 | 11000 |  | 70
|  |  | 631.6 | 458.9 |  |  |  |  | 447
[5 empty] | <9000 | 111.9 |  |  |  | All | [9 empty] | Wind/Others
[5 empty] | 9000<>11000 | 277 |  |  |  |  | DSW | SP15 | ZP26 | NP15 | PNW | RO | CAN | Total |  |  | DSW | SP15 | ZP26 | NP15 | PNW | RO | CAN | Total
[5 empty] | >11000 | 70 |  |  |  | <9000 | 1705 | 290.4 | 0 | 1042 | 960.7 | 111.9 | 734.8 | 4844.8 |  | <9000 | 0 | 20.4 | 0 | 0 | 119.9 | 11.9 | 8.8 | 161
[10 empty] | 9000<x<11000 | 0 | 545.3 | 219 | 283.2 | 520 | 277 | 211.6 | 2056.1 |  | 9000<x<11000 | 0 | 0 | 25 | 0 | 53 | 0 | 85.6 | 163.6
SP15 | [9 empty] | >11000 | 195 | 0 | 320 | 135 | 470 | 70 | 0 | 1190 |  | >11000 | 0 | 0 | 0 | 0 | 0 | 0 | 0 | 0
Plant Name | Region | State | Gross Cap | Net Cap | Fuel | Online Date | Heat Rate |  |  | Total | 1900 | 835.7 | 539 | 1460.2 | 1950.7 | 458.9 | 946.4 | 8090.9 | [9 empty] | 324.6
Mountain View | sp15 | ca | 44.4 | 14.8 | Wind | 2001-09-14 | 0 | x | 0
Mountain View | sp15 | ca | 22.2 | 5.6 | Wind | 2001-09-28 | 0 | x | 0
Harbor Expansion | sp15 | ca | 110 | 30 | NG | 2001-07-01 | 7100 | x | 30
Harbor Expansion | sp15 | ca | 240 | 240 | NG | 2001-11-20 | 7100 | x | 240 | Regional Gas Generation as % of Total Gas Generation by Heat Rate | [9 empty] | Regional Gas Generation as % of Total Gas Generation by Heat Rate
Valley LDWP 5 | sp15 | ca | 47.4 | 47.4 | NG | 2001-11-12 | 9157 | x | 47.4 |  | DSW | SP15 | ZP26 | NP15 | PNW | RO | CAN | Total |  |  | DSW | SP15 | ZP26 | NP15 | PNW | RO | CAN | Total
PG&E Chula Vista | sp15 | ca | 44 | 44 | NG | 2001-05-01 | 9700 | x | 44 | <9000 | 36.4% | 5.765% | 0% | 22.25% | 17.95% | 2.135% | 15.5% | 100% | 100% | <9000 | 28.53% | 12.41% | 0% | 20.51% | 23.71% | 1.48% | 13.36% | 100%
Larkspur Energy | sp15 | ca | 90 | 90 | NG | 2001-07-13 | 9700 | x | 90 | 9000<x<11000 | 0% | 28.81% | 10.25% | 14.96% | 24.68% | 14.64% | 6.658% | 100% | 100% | 9000<x<11000 | 8.748% | 46.83% | 6.182% | 23.85% | 7.101% | 2.753% | 4.532% | 100%
Indigo Energy Facility | sp15 | ca | 90 | 90 | NG | 2001-07-26 | 9700 | x | 90 | >11000 | 16.39% | 0% | 26.89% | 11.34% | 39.5% | 5.882% | 0% | 100% | 100% | >11000 | 23.81% | 45.66% | 2.564% | 6.866% | 11.91% | 8.821% | 0.3686% | 100%
Alliance Drews | sp15 | ca | 40 | 40 | NG | 2001-08-15 | 9700 | x | 40 | Total | 52.79% | 34.58% | 37.14% | 48.56% | 82.12% | 22.65% | 22.16% | 300% |  | Total | 61.09% | 104.9% | 8.746% | 51.23% | 42.71% | 13.05% | 18.26% | 300%
Ramco Escondido | sp15 | ca | 49.5 | 49.5 | NG | 2001-08-17 | 9700 | x | 49.5
Indigo Energy Facility | sp15 | ca | 45 | 45 | NG | 2001-09-10 | 9700 | x | 45
Allaince Century | sp15 | ca | 40 | 40 | NG | 2001-09-11 | 9700 | x | 40 | All
CalPeak Enterprise #7 | sp15 | ca | 49.9 | 49.9 | NG | 2001-09-30 | 9700 | x | 49.9 |  | DSW | SP15 | ZP26 | NP15 | PNW | RO | CAN | Total
Border Peaker | sp15 | ca | 49.5 | 49.5 | NG | 2001-10-26 | 9700 | x | 49.5 | <9000 | 35.19% | 5.994% | 0% | 21.51% | 19.83% | 2.31% | 15.17% | 100% | 100%
|  |  | 961.9 | 835.7 |  |  |  |  | 815.3 | 9000<x<11000 | 0% | 26.52% | 10.65% | 13.77% | 25.29% | 13.47% | 10.29% | 100% | 100%
[5 empty] | <9000 | 290.4 |  |  |  | >11000 | 16.39% | 0% | 26.89% | 11.34% | 39.5% | 5.882% | 0% | 100% | 100%
[5 empty] | 9000<>11000 | 545.3 |  |  |  | Total | 51.58% | 32.52% | 37.54% | 46.63% | 84.62% | 21.66% | 25.46% | 300%
[5 empty] | >11000 | 0
ZP26 | [9 empty] | Regional Gas Generation as % of Total Gas Generation | [9 empty] | Regional Gas Generation as % of Total Gas Generation
Plant Name | Region | State | Gross Cap | Net Cap | Fuel | Online Date | Heat Rate |  |  |  | DSW | SP15 | ZP26 | NP15 | PNW | RO | CAN | Total |  |  | DSW | SP15 | ZP26 | NP15 | PNW | RO | CAN | Total
Chowchilla Peaker | zp26 | ca | 49 | 49 | NG | 2001-06-14 | 9700 | x | 49 | <9000 | 21.95% | 3.477% | 0% | 13.42% | 10.83% | 1.288% | 9.348% | 60.31% |  | <9000 | 5.405% | 2.351% | 0% | 3.886% | 4.491% | 0.2803% | 2.531% | 18.95%
Hanford Energy | zp26 | ca | 95 | 95 | NG | 2001-09-03 | 9700 | x | 95 | 9000<x<11000 | 0% | 7.021% | 2.498% | 3.647% | 6.013% | 3.567% | 1.622% | 24.37% |  | 9000<x<11000 | 4.772% | 25.54% | 3.372% | 13.01% | 3.874% | 1.501% | 2.472% | 54.55%
King City Peaker | zp26 | ca | 50 | 50 | NG | 2002-01-14 | 9700 | x | 50 | >11000 | 2.511% | 0% | 4.12% | 1.738% | 6.052% | 0.9013% | 0% | 15.32% | 100% | >11000 | 6.312% | 12.1% | 0.6796% | 1.82% | 3.156% | 2.338% | 0.09769% | 26.51%
Madera Bio | zp26 | ca | 25 | 25 | Bio | 2001-06-18 | 10000 | no | 0 | Total | 24.46% | 10.5% | 6.618% | 18.8% | 22.89% | 5.756% | 10.97% | 100% |  | Total | 16.49% | 40% | 4.052% | 18.72% | 11.52% | 4.12% | 5.101% | 100%
Sunrise Power | zp26 | ca | 320 | 320 | NG | 2001-06-26 | 11000 | no | 320
|  |  | 539 | 539 |  |  |  |  | 514
[5 empty] | <9000 | 0 |  |  |  | All
[5 empty] | 9000<>11000 | 219 |  |  | Total Gas Gen |  | DSW | SP15 | ZP26 | NP15 | PNW | RO | CAN | Total
[5 empty] | >11000 | 320 |  |  | 8307.3 | <9000 | 21.07% | 3.589% | 0% | 12.88% | 11.87% | 1.383% | 9.082% | 59.88%
[10 empty] | 9000<x<11000 | 0% | 6.74% | 2.707% | 3.5% | 6.427% | 3.424% | 2.615% | 25.41%
[10 empty] | >11000 | 2.41% | 0% | 3.955% | 1.669% | 5.809% | 0.8652% | 0% | 14.71% | 100%
[6 empty] | Total <9,000 |  |  |  | Total | 23.48% | 10.33% | 6.662% | 18.05% | 24.11% | 5.672% | 11.7% | 100%
Total 9,000<x<11,000
Total >11,000

## existing plants
[10 empty] | Region | State | UTILITY | UNIT | PLANT OP | Fuel | Heat Rate | Summer Cap | Winter Cap
[10 empty] | can | ab | app | API Grain Processors | app | ng | 3600 | 4 | 4
Region | State | UTILITY | UNIT | PLANT OP | Fuel | Heat Rate | Summer Cap | Winter Cap | Gas Gen | pnw | or | pac | HERMISTON COGEN, HERMISTON,OR | IPP | NG | 7078 | 469 | 469
dsw | nv | ipp | El Dorado Energy | reliant | ng | 7100 | 533 | 533 | 533 | dsw | nv | ipp | El Dorado Energy | reliant | ng | 7100 | 533 | 533
dsw | az | srp | SANTAN 1- GILBERT AZ | srp | ng | 8311.3827 | 76 | 87 | 76 | can | ab | app | Syncrude Aurora | app | ng | 7100 | 32 | 32
dsw | az | srp | SANTAN 2- GILBERT AZ | srp | ng | 8311.3827 | 74 | 85 | 74 | can | ab | app | PrimroseWolf Lake | app | ng | 7100 | 64 | 64
dsw | az | srp | SANTAN 3- GILBERT AZ | srp | ng | 8311.3827 | 80 | 91 | 80 | can | ab | app | Medicine Hat | app | ng | 7100 | 46 | 46
dsw | az | srp | SANTAN 4- GILBERT AZ | srp | ng | 8311.3827 | 77 | 88 | 77 | can | ab | app | Joffre Cogen | app | ng | 7100 | 288 | 288
dsw | az | srp | AGUA FRIA 3- GLENDALE AZ | srp | ng | 9218.1685 | 181 | 184 | 181 | can | ab | app | Air Liquide | app | ng | 7100 | 32 | 32
dsw | tx | epe | NEWMAN 4A&B, EL PASO TX | epe | ng | 9500 | 146 | 154 | 146 | pnw | or | bpa | Albany Paper Mill | BPA | ng | 7100 | 20 | 20
dsw | tx | epe | NEWMAN 4C, EL PASO TX | epe | ng | 9500 | 86 | 86 | 86 | pnw | or | pge | COYOTE SPRINGS- HERMISTON OR | PGE | NG | 7290 | 218 | 237
dsw | nv | nvp | CLARK CC 2A&B- LAS VEGAS NV | spp | ng | 9625 | 146 | 156 | 146 | np15 | ca | tid | ALMOND CC - CERES CA | tid | ng | 8000 | 49 | 49
dsw | nv | nvp | CLARK CC 2C, LAS VEGAS NV | spp | ng | 9625 | 87 | 87 | 87 | pnw | or | pac | James River Corp. CG 1- Camas WA | PACW | NG | 8000 | 52 | 52
dsw | nv | nvp | CLARK CC1A&B- LAS VEGAS NV | spp | ng | 9625 | 146 | 156 | 146 | sp15 | ca | ldwp | HARBOR 10- WILMINGTON CA | ldwp | ng | 8150 | 80 | 80
dsw | nv | nvp | CLARK CC1C- LAS VEGAS NV | spp | ng | 9625 | 87 | 87 | 87 | sp15 | ca | ldwp | HARBOR 10A- WILMINGTON CA | ldwp | ng | 8150 | 80 | 80
dsw | az | srp | AGUA FRIA 1- GLENDALE AZ | srp | ng | 9694.3158 | 113 | 114 | 113 | sp15 | ca | ldwp | HARBOR 10B- WILMINGTON CA | ldwp | ng | 8150 | 80 | 80
dsw | az | srp | AGUA FRIA 2- GLENDALE AZ | srp | ng | 9694.3158 | 113 | 114 | 113 | pnw | wa | pse | SUMAS ENERGY- SUMAS WA | IPP | NG | 8200 | 110 | 110
dsw | nm | farm | ANIMAS 3&4- FARMINGTON NM | farm | ng | 10000 | 25 | 25 | 25 | pnw | wa | pse | TENASKA- FERNDALE WA | IPP | NG | 8200 | 245 | 245
dsw | az | aps | OCOTILLO 2- TEMPE AZ | aps | ng | 10010.6575 | 113 | 115 | 113 | sp15 | ca | sce | WATSON COGEN- CA | ipp | ng | 8200 | 340 | 340
dsw | az | aps | SAGUARO 2- RED ROCK AZ | aps | ng | 10188.6869 | 99 | 99 | 99 | ro | co | psco | THERMO FT LUPTON 1, GREELEY CO | ipp | ng | 8311 | 32 | 32
dsw | nv | nvp | SUNRISE 1- LAS VEGAS NV | spp | ng | 10367.7875 | 80 | 80 | 80 | dsw | az | srp | SANTAN 1- GILBERT AZ | srp | ng | 8311.3827 | 76 | 87
dsw | az | aps | OCOTILLO 1- TEMPE AZ | aps | ng | 10480.6087 | 113 | 115 | 113 | dsw | az | srp | SANTAN 2- GILBERT AZ | srp | ng | 8311.3827 | 74 | 85
dsw | nv | nvp | CLARK 2- LAS VEGAS NV | spp | ng | 10597.5152 | 66 | 69 | 66 | dsw | az | srp | SANTAN 3- GILBERT AZ | srp | ng | 8311.3827 | 80 | 91
dsw | az | aps | SAGUARO 1- RED ROCK AZ | aps | ng | 10701.913 | 110 | 110 | 110 | dsw | az | srp | SANTAN 4- GILBERT AZ | srp | ng | 8311.3827 | 77 | 88
dsw | az | srp | KYRENE 2- TEMPE AZ | srp | ng | 10788.6111 | 72 | 72 | 72 | pnw | wa | pse | ENCOGEN- BELLINGHAM WA | IPP | NG | 8500 | 160 | 160
dsw | tx | epe | RIO GRANDE 7- NEAR EL PASO TX | epe | ng | 10999.7917 | 48 | 48 | 48 | sp15 | ca | sce | KERN RIVER COGEN CO.- CA | ipp | ng | 8500 | 257 | 257
dsw | tx | epe | NEWMAN 1- EL PASO TX | epe | ng | 11000 | 82 | 83 | 82 | np15 | ca | ipp | MOSS LANDING 7- MOSS LANDING CA | duke | ng | 8877.9811 | 739 | 739
dsw | tx | epe | NEWMAN 2- EL PASO TX | epe | ng | 11000 | 81 | 82 | 81 | np15 | ca | ipp | MOSS LANDING 6- MOSS LANDING CA | duke | ng | 9084.4087 | 739 | 739
dsw | tx | epe | NEWMAN 3- EL PASO TX | epe | ng | 11000 | 103 | 104 | 103 | ro | co | psco | Arapahoe | psco | ng | 9170 | 80 | 80
dsw | tx | epe | RIO GRANDE 8- NEAR EL PASO TX | epe | ng | 11000 | 150 | 151 | 150 | dsw | az | srp | AGUA FRIA 3- GLENDALE AZ | srp | ng | 9218.1685 | 181 | 184
dsw | nv | nvp | CLARK 1- LAS VEGAS NV | spp | ng | 11193.9762 | 42 | 42 | 42 | pnw | or | pge | BEAVER 1-6- CLATSKANIE OR | PGE | NG | 9225 | 495 | 536
dsw | nm | pnm | REEVES UNIT 1- ALBUQUERQUE NM | pnm | ng | 11195.4545 | 44 | 44 | 44 | ro | co | psco | ALAMOSA TERMINAL 1- ALAMOSA CO | psco | ng | 9351.7692 | 14 | 17
dsw | nm | pnm | REEVES UNIT 2- ALBUQUERQUE NM | pnm | ng | 11195.4545 | 44 | 44 | 44 | ro | co | psco | ALAMOSA TERMINAL 2- ALAMOSA CO | psco | ng | 9351.7692 | 16 | 19
dsw | nm | pnm | REEVES UNIT 3- ALBUQUERQUE NM | pnm | ng | 11203.0303 | 66 | 66 | 66 | dsw | tx | epe | NEWMAN 4A&B, EL PASO TX | epe | ng | 9500 | 146 | 154
dsw | tx | epe | COPPER STATION 1- EL PASO TX | epe | ng | 11428.9275 | 69 | 71 | 69 | dsw | tx | epe | NEWMAN 4C, EL PASO TX | epe | ng | 9500 | 86 | 86
dsw | tx | epe | RIO GRANDE 6- NEAR EL PASO TX | epe | ng | 11471.1667 | 48 | 48 | 48 | zp26 | ca | duke | MORRO BAY 3- MORRO BAY CA | PG&E | NG | 9542.9112 | 338 | 338
dsw | nv | nvp | CLARK 3- LAS VEGAS NV | spp | ng | 11576.3214 | 67 | 70 | 67 | np15 | ca | ipp | CONTRA COSTA 7- ANTIOCH CA | mirant | ng | 9612.4618 | 340 | 340
dsw | az | srp | AGUA FRIA 4- GLENDALE AZ | srp | ng | 11944.1 | 72 | 87 | 72 | dsw | nv | nvp | CLARK CC 2A&B- LAS VEGAS NV | spp | ng | 9625 | 146 | 156
dsw | nm | farm | ANIMAS CC1A&B, FARMINGTON NM | farm | ng | 12000 | 6 | 6 | 6 | dsw | nv | nvp | CLARK CC 2C, LAS VEGAS NV | spp | ng | 9625 | 87 | 87
dsw | nm | farm | ANIMAS CC1C, FARMINGTON NM | farm | ng | 12000 | 19 | 19 | 19 | dsw | nv | nvp | CLARK CC1A&B- LAS VEGAS NV | spp | ng | 9625 | 146 | 156
dsw | nv | nvp | BONNEVILLE A- CLARK CO NV | ipp | ng | 12000 | 85 | 85 | 85 | dsw | nv | nvp | CLARK CC1C- LAS VEGAS NV | spp | ng | 9625 | 87 | 87
dsw | nv | nvp | BONNEVILLE B- CLARK CO NV | ipp | ng | 12000 | 85 | 85 | 85 | np15 | ca | ipp | CONTRA COSTA 6- ANTIOCH CA | mirant | ng | 9667.0559 | 340 | 340
dsw | nm | pnm | LAS VEGAS UNIT 1- LAS VEGAS NM | pnm | ng | 12000 | 20 | 20 | 20 | np15 | ca | ipp | PITTSBURG 6- PITTSBURG CA | mirant | ng | 9684.5569 | 325 | 325
dsw | nv | nvp | LVCOGEN- LAS VEGAS NV | ipp | ng | 12000 | 45 | 45 | 45 | dsw | az | srp | AGUA FRIA 1- GLENDALE AZ | srp | ng | 9694.3158 | 113 | 114
dsw | nv | nvp | SAGUARO- LAS VEGAS NV | ipp | ng | 12000 | 90 | 90 | 90 | dsw | az | srp | AGUA FRIA 2- GLENDALE AZ | srp | ng | 9694.3158 | 113 | 114
dsw | nv | nvp | SUN-PEAK (3)- LAS VEGAS NV | spp | ng | 12000 | 210 | 210 | 210 | can | ab | app | Drywood | app | ng | 9700 | 6 | 6
dsw | az | aps | WEST PHOENIX CC1-3, PHOENIX AZ | aps | ng | 12000 | 240 | 294 | 240 | np15 | ca | ipp | PITTSBURG 7- PITTSBURG CA | mirant | ng | 9721.3722 | 720 | 720
dsw | az | srp | KYRENE GT 5- TEMPE AZ | srp | ng | 12121.2321 | 51 | 61 | 51 | np15 | ca | ipp | PITTSBURG 5- PITTSBURG CA | mirant | ng | 9768.4585 | 325 | 325
dsw | az | srp | KYRENE GT 6- TEMPE AZ | srp | ng | 12121.2321 | 50 | 60 | 50 | np15 | ca | ipp | POTRERO 3- SAN FRANCISCO CA | mirant | ng | 9823.0483 | 207 | 207
dsw | az | srp | KYRENE 1- TEMPE AZ | srp | ng | 12207.0588 | 34 | 34 | 34 | np15 | ca | pg&e | HUNTERS POINT 4-SAN FRANCISCO CA | pg&e | ng | 9840.3436 | 163 | 163
dsw | az | srp | AGUA FRIA 5- GLENDALE AZ | srp | ng | 12217.0278 | 70 | 75 | 70 | zp26 | ca | duke | MORRO BAY 4- MORRO BAY CA | PG&E | NG | 9916.2426 | 338 | 338
dsw | az | srp | AGUA FRIA 6- GLENDALE AZ | srp | ng | 12217.0278 | 70 | 75 | 70 | np15 | ca | mid | WOODLAND CC- MODESTO CA | mid | ng | 9926 | 46 | 48
dsw | az | tep | IRVINGTON GT 1- TUCSON AZ | tep | ng | 12247.5285 | 24 | 24 | 24 | sp15 | ca | sdge | SOUTH BAY 1- CHULA VISTA CA | sdge | ng | 9950 | 143 | 143
dsw | az | tep | NORTH LOOP GT 3- MARANA AZ | tep | ng | 12336.5759 | 23 | 23 | 23 | sp15 | ca | sdge | SOUTH BAY 2- CHULA VISTA CA | sdge | ng | 9950 | 150 | 150
dsw | az | aepc | APACHE STATION CC 1B- COCHISE AZ | aepc | ng | 12339 | 10 | 10 | 10 | sp15 | ca | sdge | SOUTH BAY 3- CHULA VISTA CA | sdge | ng | 9950 | 175 | 175
dsw | az | tep | NORTH LOOP GT 1- MARANA AZ | tep | ng | 12390.9091 | 25 | 25 | 25 | sp15 | ca | sdge | SOUTH BAY 4- CHULA VISTA CA | sdge | ng | 9950 | 222 | 222
dsw | nm | pnm | Cobisa-Person | pnm | ng | 12407 | 132 | 132 | 132 | sp15 | ca | burb | MAGNOLIA 2- BURBANK CA | burb | ng | 9999 | 10 | 10
dsw | az | tep | IRVINGTON GT 2- TUCSON AZ | tep | ng | 12450.9294 | 25 | 25 | 25 | dsw | nm | farm | ANIMAS 3&4- FARMINGTON NM | farm | ng | 10000 | 25 | 25
dsw | az | tep | IRVINGTON GT 3- TUCSON AZ | tep | ng | 12450.9294 | 25 | 25 | 25 | imw | wy | pac | GENERAL CHEMICAL- LITTLE AM. WY | IPP | ng | 10000 | 32 | 32
dsw | az | tep | NORTH LOOP GT 2- MARANA AZ | tep | ng | 12450.9294 | 25 | 25 | 25 | np15 | ca | pg&e | CALPINE AMERICAN CG 1, KING CITY | calpine | ng | 10000 | 120 | 120
dsw | az | tep | NORTH LOOP GT 4- MARANA AZ | tep | ng | 12450.9294 | 25 | 25 | 25 | np15 | ca | smud | CARSON ICE CG, SACRAMENTO, CA | smud | ng | 10000 | 97 | 97
dsw | az | tep | DEMOSS PETRIE GT 1- TUCSON AZ | tep | ng | 12649.7872 | 47 | 47 | 47 | np15 | ca | pg&e | CROCKETT COGEN 1, CROCKETT CA | ipp | ng | 10000 | 240 | 240
dsw | az | tep | IRVINGTON 3- TUCSON AZ | tep | ng | 12896 | 105 | 105 | 105 | np15 | ca | pg&e | GILROY ENERGY CO.- GILROY CA | ipp | ng | 10000 | 130 | 130
dsw | az | srp | KYRENE GT 4- TEMPE AZ | srp | ng | 12944.6271 | 57 | 69 | 57 | np15 | ca | pg&e | QF COGENERATION (117), NO, CA | ipp | ng | 10000 | 1400 | 1400
dsw | nv | nvp | SUNRISE 2- LAS VEGAS NV | spp | ng | 12946.7368 | 69 | 76 | 69 | pnw | or | bpa | JAMES RIVER CG 1, WAUNA OR | IPP | NG | 10000 | 27 | 27
dsw | az | tep | IRVINGTON 1- TUCSON AZ | tep | ng | 13133.3333 | 81 | 81 | 81 | pnw | wa | avista | NORTHEAST 1, SPOKANE WA | WWPC | NG | 10000 | 58 | 69
dsw | nv | nvp | CLARK 4- LAS VEGAS NV | spp | ng | 13147.9068 | 50 | 59 | 50 | ro | co | psco | COORS BIOTECH COGEN- JOHNSTOWN | ipp | ng | 10000 | 3 | 3
dsw | az | aps | OCOTILLO GT 1- TEMPE AZ | aps | ng | 13574.8571 | 54 | 67 | 54 | sp15 | ca | anhm | ANAHEIM GT1, ANAHEIM CA | anhm | ng | 10000 | 46 | 48
dsw | az | aps | OCOTILLO GT 2- TEMPE AZ | aps | ng | 13574.8571 | 49 | 67 | 49 | sp15 | ca | sdge | COGENERATION (64), CA | ipp | ng | 10000 | 102 | 102
dsw | az | aps | WEST PHOENIX GT1&2, PHOENIX AZ | aps | ng | 13574.8571 | 94 | 134 | 94 | sp15 | ca | sdge | COGENERATION (7), CA | ipp | ng | 10000 | 10 | 10
dsw | az | tep | IRVINGTON 2- TUCSON AZ | tep | ng | 13580.3086 | 81 | 81 | 81 | sp15 | ca | sdge | GL COGEN 1, ESCONDIDO CA | sdge | ng | 10000 | 50 | 49.9
dsw | az | aps | SAGUARO GT 1- RED ROCK AZ | aps | ng | 13615.4182 | 47 | 64 | 47 | sp15 | ca | sce | HUNTINGTON BEACH 1- HUNT. BCH CA | williams | ng | 10000 | 215 | 215
dsw | az | aps | SAGUARO GT 2- RED ROCK AZ | aps | ng | 13615.4182 | 47 | 64 | 47 | sp15 | ca | sce | HUNTINGTON BEACH 2- HUNT. BCH CA | williams | ng | 10000 | 215 | 215
dsw | az | aps | YUCCA GT 3- YUMA AZ | aps | ng | 13615.4182 | 49 | 67 | 49 | sp15 | ca | sce | LONG BEACH CC 8A-D, LONG BEACH CA | sce | ng | 10000 | 228 | 240
dsw | az | aps | YUCCA GT 4- YUMA AZ | aps | ng | 13615.4182 | 49 | 67 | 49 | sp15 | ca | sce | LONG BEACH CC 8E, LONG BEACH CA | sce | ng | 10000 | 77 | 80
dsw | az | aps | YUMA AXIS 1- YUMA AZ | aps | ng | 13775.9074 | 25 | 25 | 25 | sp15 | ca | sce | LONG BEACH CC 9A-C, LONG BEACH CA | sce | ng | 10000 | 171 | 180
dsw | az | aps | YUCCA GT 1- YUMA AZ | aps | ng | 14171.9474 | 16 | 22 | 16 | sp15 | ca | sce | LONG BEACH CC 9D, LONG BEACH CA | sce | ng | 10000 | 58 | 60
dsw | az | aps | YUCCA GT 2- YUMA AZ | aps | ng | 14171.9474 | 16 | 22 | 16 | sp15 | ca | sce | MANDALAY 1- OXNARD CA | sce | ng | 10000 | 215 | 215
[7 empty] | 5864 | 6237 | 5864 | sp15 | ca | sce | MANDALAY 2- OXNARD CA | sce | ng | 10000 | 215 | 215
[9 empty] | Gas Only | sp15 | ca | sce | NON-UTILITY COGEN, CA | ipp | ng | 10000 | 818 | 818
|  |  | Distribution of Plants |  |  | <9000 | 840 |  |  | sp15 | ca | ldwp | ULTRAMAR 1, LOS ANGELES COUNTY | ipp | ng | 10000 | 20 | 20
[6 empty] | 9000<>11000 | 1831 |  |  | zp26 | ca | pg&e | QF COGENERATION (117), NO, CA | IPP | NG | 10000 | 392 | 392
[6 empty] | >11000 | 3193 |  |  | dsw | az | aps | OCOTILLO 2- TEMPE AZ | aps | ng | 10010.6575 | 113 | 115
[10 empty] | pnw | wa | pse | FREDONIA 1- BURLINGTON WA | PSPL | NG | 10100.0323 | 108 | 124
Region | State | UTILITY | UNIT | PLANT OP | Fuel | Heat Rate | Summer Cap | Winter Cap |  | pnw | wa | pse | FREDONIA 2- BURLINGTON WA | PSPL | NG | 10100.0323 | 108 | 124
imw | wy | pac | GENERAL CHEMICAL- LITTLE AM. WY | IPP | ng | 10000 | 32 | 32 | 32 | ro | co | psco | Valmont | psco | ng | 10117 | 37 | 37
imw | ut | pac | GADSBY 3- SALT LAKE CITY UT | PACE | ng | 10798.26 | 100 | 100 | 100 | sp15 | ca | sce | Alamitos 1- Long Beach | williams | ng | 10152 | 175 | 175
imw | ut | pac | GADSBY 2- SALT LAKE CITY UT | PACE | ng | 11314.5333 | 75 | 75 | 75 | sp15 | ca | sce | Alamitos 2- Long Beach | williams | ng | 10152 | 175 | 175
imw | ut | uamp | BONNETT- NEAR BEAVER UT | UMPA | ng | 12000 | 13 | 13 | 13 | sp15 | ca | sce | ALAMITOS 3- LONG BEACH CA | williams | ng | 10152 | 320 | 320
imw | ut | uamp | HEBER CITY 1-6- HEBER UT | UAMP | ng | 12000 | 6 | 6 | 6 | sp15 | ca | sce | ALAMITOS 4- LONG BEACH CA | williams | ng | 10152 | 320 | 320
imw | ut | uamp | PAYSON 1-2- PAYSON UT | UAMP | ng | 12000 | 6 | 6 | 6 | sp15 | ca | sce | ALAMITOS 5- LONG BEACH CA | williams | ng | 10152 | 480 | 480
imw | wy | pac | SF PHOSPHATES- ROCK SPRINGS WY | IPP | ng | 12000 | 13 | 13 | 13 | sp15 | ca | sce | ALAMITOS 6- LONG BEACH CA | williams | ng | 10152 | 480 | 480
imw | ut | pac | GADSBY 1- SALT LAKE CITY UT | PACE | ng | 12057.9429 | 60 | 60 | 60 | sp15 | ca | sce | REDONDO BEACH 5- REDONDO BCH CA | williams | ng | 10168.1714 | 175 | 175
imw | ut | pac | LITTLE MOUNTAIN- OGDEN UT | PACE | ng | 12620 | 14 | 14 | 14 | zp26 | ca | duke | MORRO BAY 1- MORRO BAY CA | PG&E | NG | 10182.3313 | 163 | 163
imw | ut | uamp | BOUNTIFUL CITY 1-7- BOUNTIFUL UT | UAMP | ng | 12677.1429 | 14 | 14 | 14 | dsw | az | aps | SAGUARO 2- RED ROCK AZ | aps | ng | 10188.6869 | 99 | 99
imw | ut | uamp | MURRAY CITY 1-4- MURRAY UT | UAMP | ng | 12677.1429 | 6 | 4 | 6 | np15 | ca | ipp | PITTSBURG 2- PITTSBURG CA | mirant | ng | 10260.2147 | 163 | 163
imw | ut | uamp | WHITEHEAD 1-2- SPRINGVILLE UT | UAMP | ng | 12677.1429 | 14 | 14 | 14 | sp15 | ca | ldwp | SCATTERGOOD 3- PLAYA DEL REY CA | ldwp | ng | 10272 | 445 | 445
[7 empty] | 353 | 351 | 353 | pnw | nv | spp | FT CHURCHILL 2- YERINGTON NV | SPP | NG | 10293.0531 | 113 | 113
[10 empty] | dsw | nv | nvp | SUNRISE 1- LAS VEGAS NV | spp | ng | 10367.7875 | 80 | 80
|  |  | Distribution of Plants |  |  | <9000 | 0 |  |  | np15 | ca | ipp | PITTSBURG 1- PITTSBURG CA | mirant | ng | 10392.0245 | 163 | 163
[6 empty] | 9000<>11000 | 132 |  |  | zp26 | ca | duke | MORRO BAY 2- MORRO BAY CA | PG&E | NG | 10399.2454 | 163 | 163
[6 empty] | >11000 | 221 |  |  | dsw | az | aps | OCOTILLO 1- TEMPE AZ | aps | ng | 10480.6087 | 113 | 115
[10 empty] | can | bc | bchy | BURRARD THERMAL 1- IOCO BC | BCHY | ng | 10500 | 150 | 150
Region | State | UTILITY | UNIT | PLANT OP | Fuel | Heat Rate | Summer Cap | Winter Cap |  | can | bc | bchy | BURRARD THERMAL 2- IOCO BC | BCHY | ng | 10500 | 150 | 150
np15 | ca | tid | ALMOND CC - CERES CA | tid | ng | 8000 | 49 | 49 | 49 | can | bc | bchy | BURRARD THERMAL 3- IOCO BC | BCHY | ng | 10500 | 150 | 150
np15 | ca | ipp | MOSS LANDING 7- MOSS LANDING CA | duke | ng | 8877.9811 | 739 | 739 | 739 | can | bc | bchy | BURRARD THERMAL 4- IOCO BC | BCHY | ng | 10500 | 157 | 157
np15 | ca | ipp | MOSS LANDING 6- MOSS LANDING CA | duke | ng | 9084.4087 | 739 | 739 | 739 | can | bc | bchy | BURRARD THERMAL 5- IOCO BC | BCHY | ng | 10500 | 157 | 157
np15 | ca | ipp | CONTRA COSTA 7- ANTIOCH CA | mirant | ng | 9612.4618 | 340 | 340 | 340 | can | bc | bchy | BURRARD THERMAL 6- IOCO BC | BCHY | ng | 10500 | 163 | 163
np15 | ca | ipp | CONTRA COSTA 6- ANTIOCH CA | mirant | ng | 9667.0559 | 340 | 340 | 340 | can | bc | bchy | WEST COAST- TAYLOR BC | BCHY | ng | 10500 | 105 | 105
np15 | ca | ipp | PITTSBURG 6- PITTSBURG CA | mirant | ng | 9684.5569 | 325 | 325 | 325 | sp15 | ca | sce | Highgrove 1- Colton CA | sce | ng | 10500 | 32 | 32
np15 | ca | ipp | PITTSBURG 7- PITTSBURG CA | mirant | ng | 9721.3722 | 720 | 720 | 720 | sp15 | ca | sce | Highgrove 2- Colton CA | sce | ng | 10500 | 33 | 33
np15 | ca | ipp | PITTSBURG 5- PITTSBURG CA | mirant | ng | 9768.4585 | 325 | 325 | 325 | sp15 | ca | sce | Highgrove 3- Colton CA | sce | ng | 10500 | 44 | 44
np15 | ca | ipp | POTRERO 3- SAN FRANCISCO CA | mirant | ng | 9823.0483 | 207 | 207 | 207 | sp15 | ca | sce | Highgrove 4- Colton CA | sce | ng | 10500 | 45 | 45
np15 | ca | pg&e | HUNTERS POINT 4-SAN FRANCISCO CA | pg&e | ng | 9840.3436 | 163 | 163 | 163 | sp15 | ca | sce | ORMOND BEACH 1- OXNARD CA | reliant | ng | 10500 | 750 | 750
np15 | ca | mid | WOODLAND CC- MODESTO CA | mid | ng | 9926 | 46 | 48 | 46 | sp15 | ca | sce | ORMOND BEACH 2- OXNARD CA | reliant | ng | 10500 | 750 | 750
np15 | ca | pg&e | CALPINE AMERICAN CG 1, KING CITY | calpine | ng | 10000 | 120 | 120 | 120 | sp15 | ca | sce | REDONDO BEACH 7- REDONDO BCH CA | williams | ng | 10500 | 480 | 480
np15 | ca | smud | CARSON ICE CG, SACRAMENTO, CA | smud | ng | 10000 | 97 | 97 | 97 | sp15 | ca | sce | REDONDO BEACH 8- REDONDO BCH CA | williams | ng | 10500 | 480 | 480
np15 | ca | pg&e | CROCKETT COGEN 1, CROCKETT CA | ipp | ng | 10000 | 240 | 240 | 240 | sp15 | ca | sce | San Bernardino 1 CA- San Bern. CA | williams | ng | 10500 | 63 | 63
np15 | ca | pg&e | GILROY ENERGY CO.- GILROY CA | ipp | ng | 10000 | 130 | 130 | 130 | sp15 | ca | sce | San Bernardino 2 CA- San Bern. CA | williams | ng | 10500 | 63 | 63
np15 | ca | pg&e | QF COGENERATION (117), NO, CA | ipp | ng | 10000 | 1400 | 1400 | 1400 | np15 | ca | ipp | PITTSBURG 3- PITTSBURG CA | mirant | ng | 10525.3988 | 163 | 163
np15 | ca | ipp | PITTSBURG 2- PITTSBURG CA | mirant | ng | 10260.2147 | 163 | 163 | 163 | sp15 | ca | sce | COOL WATER CC 3C, DAGGET CA | reliant | ng | 10534 | 105 | 110
np15 | ca | ipp | PITTSBURG 1- PITTSBURG CA | mirant | ng | 10392.0245 | 163 | 163 | 163 | sp15 | ca | sce | COOL WATER CC 4A&B, DAGGET CA | reliant | ng | 10534 | 136 | 146
np15 | ca | ipp | PITTSBURG 3- PITTSBURG CA | mirant | ng | 10525.3988 | 163 | 163 | 163 | sp15 | ca | sce | COOL WATER CC 4C, DAGGET CA | reliant | ng | 10534 | 105 | 110
np15 | ca | ipp | PITTSBURG 4- PITTSBURG CA | mirant | ng | 10600.1411 | 163 | 163 | 163 | sp15 | ca | sce | COOL WATER CC3 A&B , DAGGET CA | reliant | ng | 10534 | 136 | 146
np15 | ca | smud | MCCLELLAN CT 1- SACRAMENTO CA | smud | ng | 12000 | 50 | 50 | 50 | sp15 | ca | sce | REDONDO BEACH 6- REDONDO BCH CA | williams | ng | 10535.6 | 175 | 175
np15 | ca | sncl | SANTA CLARA COGEN 1&2, S. CLARA CA | sncl | ng | 12000 | 6 | 6 | 6 | pnw | wa | pse | FREDERICKSON 1- TACOMA WA | PSPL | NG | 10574.0225 | 79 | 89
np15 | ca | sncl | SCDP FUEL CELL 1, SANTA CLARA CA | sncl | ng | 12000 | 2 | 2 | 2 | pnw | wa | pse | FREDERICKSON 2- TACOMA WA | PSPL | NG | 10575.1461 | 79 | 89
np15 | ca | pg&e | HUMBOLDT BAY 2- EUREKA CA | pg&e | ng | 12223.2453 | 53 | 53 | 53 | pnw | wa | pse | WHITEHORN 2- CUSTER WA | PSPL | NG | 10575.1461 | 79 | 89
np15 | ca | pg&e | HUMBOLDT BAY 1- EUREKA CA | pg&e | ng | 12449.6731 | 52 | 52 | 52 | pnw | wa | pse | WHITEHORN 3- CUSTER WA | PSPL | NG | 10575.1461 | 79 | 89
np15 | ca | pg&e | HUNTERS POINT 2-SAN FRANCISCO CA | pg&e | ng | 12467.9252 | 107 | 107 | 107 | sp15 | ca | sce | COOL WATER 1- DAGGET CA | reliant | ng | 10580 | 65 | 65
np15 | ca | pg&e | HUNTERS POINT 3-SAN FRANCISCO CA | pg&e | ng | 12580.9252 | 107 | 107 | 107 | sp15 | ca | sce | COOL WATER 2- DAGGET CA | reliant | ng | 10580 | 81 | 81
np15 | ca | tid | WALNUT GT 1- TURLOCK CA | tid | ng | 12653.3333 | 24 | 24 | 24 | dsw | nv | nvp | CLARK 2- LAS VEGAS NV | spp | ng | 10597.5152 | 66 | 69
np15 | ca | tid | WALNUT GT 2- TURLOCK CA | tid | ng | 12653.3333 | 24 | 24 | 24 | np15 | ca | ipp | PITTSBURG 4- PITTSBURG CA | mirant | ng | 10600.1411 | 163 | 163
np15 | ca | sncl | GIANERA 1- SANTA CLARA CA | sncl | ng | 12660 | 25 | 25 | 25 | sp15 | ca | sdge | ENCINA 1- CARLSBAD CA | dynegy | ng | 10617 | 107 | 107
np15 | ca | sncl | GIANERA 2- SANTA CLARA CA | sncl | ng | 12660 | 25 | 25 | 25 | sp15 | ca | sdge | ENCINA 2- CARLSBAD CA | dynegy | ng | 10617 | 104 | 104
np15 | ca | mid | MCCLURE 1- MODESTO CA | mid | ng | 16568 | 61 | 61 | 61 | sp15 | ca | sdge | ENCINA 3- CARLSBAD CA | dynegy | ng | 10617 | 110 | 110
np15 | ca | mid | MCCLURE 2- MODESTO CA | mid | ng | 16568 | 61 | 61 | 61 | sp15 | ca | sdge | ENCINA 4- CARLSBAD CA | dynegy | ng | 10617 | 300 | 300
np15 | ca | ncpa | ALAMEDA 1&2, ALAMEDA CA | ncpa | ng | 16672 | 50 | 50 | 50 | sp15 | ca | sdge | ENCINA 5- CARLSBAD CA | dynegy | ng | 10617 | 330 | 330
np15 | ca | ncpa | LODI GT1, LODI CA | ncpa | ng | 16672 | 25 | 25 | 25 | sp15 | ca | sdge | ENCINA GT 1- CARLSBAD CA | dynegy | ng | 10617 | 16 | 18
np15 | ca | ncpa | ROSEVILLE 1&2, ROSEVILLE CA | ncpa | ng | 16672 | 50 | 50 | 50 | sp15 | ca | iid | EL CENTRO 2- EL CENTRO CA | iid | ng | 10670 | 37 | 37
[7 empty] | 7354 | 7356 | 7354 | sp15 | ca | iid | EL CENTRO 2A- EL CENTRO CA | iid | ng | 10670 | 78 | 78
[10 empty] | sp15 | ca | iid | EL CENTRO 3- EL CENTRO CA | iid | ng | 10670 | 48 | 48
|  |  | Distribution of Plants |  |  | <9000 | 788 |  |  | sp15 | ca | iid | EL CENTRO 4- EL CENTRO CA | iid | ng | 10670 | 80 | 80
[6 empty] | 9000<>11000 | 5844 |  |  | ro | wy | pac | Neil Simpson | pac | ng | 10674 | 40 | 40
[6 empty] | >11000 | 722 |  |  | dsw | az | aps | SAGUARO 1- RED ROCK AZ | aps | ng | 10701.913 | 110 | 110
[10 empty] | dsw | az | srp | KYRENE 2- TEMPE AZ | srp | ng | 10788.6111 | 72 | 72
Region | State | UTILITY | UNIT | PLANT OP | Fuel | Heat Rate | Summer Cap | Winter Cap |  | imw | ut | pac | GADSBY 3- SALT LAKE CITY UT | PACE | ng | 10798.26 | 100 | 100
can | ab | app | API Grain Processors | app | ng | 3600 | 4 | 4 | 4 | sp15 | ca | sce | EL SEGUNDO 1- EL SEGUNDO CA | dynegy | ng | 10818 | 175 | 175
cc | ab | app | Syncrude Aurora | app | ng | 7100 | 32 | 32 | 32 | sp15 | ca | sce | EL SEGUNDO 2- EL SEGUNDO CA | dynegy | ng | 10818 | 175 | 175
can | ab | app | PrimroseWolf Lake | app | ng | 7100 | 64 | 64 | 64 | sp15 | ca | sce | EL SEGUNDO 3- EL SEGUNDO CA | dynegy | ng | 10818 | 335 | 335
can | ab | app | Medicine Hat | app | ng | 7100 | 46 | 46 | 46 | sp15 | ca | sce | EL SEGUNDO 4- EL SEGUNDO CA | dynegy | ng | 10818 | 335 | 335
can | ab | app | Joffre Cogen | app | ng | 7100 | 288 | 288 | 288 | dsw | tx | epe | RIO GRANDE 7- NEAR EL PASO TX | epe | ng | 10999.7917 | 48 | 48
can | ab | app | Air Liquide | app | ng | 7100 | 32 | 32 | 32 | dsw | tx | epe | NEWMAN 1- EL PASO TX | epe | ng | 11000 | 82 | 83
can | ab | app | Drywood | app | ng | 9700 | 6 | 6 | 6 | dsw | tx | epe | NEWMAN 2- EL PASO TX | epe | ng | 11000 | 81 | 82
can | bc | bchy | BURRARD THERMAL 1- IOCO BC | BCHY | ng | 10500 | 150 | 150 | 150 | dsw | tx | epe | NEWMAN 3- EL PASO TX | epe | ng | 11000 | 103 | 104
can | bc | bchy | BURRARD THERMAL 2- IOCO BC | BCHY | ng | 10500 | 150 | 150 | 150 | dsw | tx | epe | RIO GRANDE 8- NEAR EL PASO TX | epe | ng | 11000 | 150 | 151
can | bc | bchy | BURRARD THERMAL 3- IOCO BC | BCHY | ng | 10500 | 150 | 150 | 150 | ro | co | psco | Manchief | psco | ng | 11000 | 240 | 240
can | bc | bchy | BURRARD THERMAL 4- IOCO BC | BCHY | ng | 10500 | 157 | 157 | 157 | ro | co | csu | MARTIN DRAKE 4- CO SPGS CO | csu | ng | 11172.7273 | 11 | 11
can | bc | bchy | BURRARD THERMAL 5- IOCO BC | BCHY | ng | 10500 | 157 | 157 | 157 | sp15 | ca | sce | Etiwanda 1- Etiwanda CA | reliant | ng | 11189 | 132 | 132
can | bc | bchy | BURRARD THERMAL 6- IOCO BC | BCHY | ng | 10500 | 163 | 163 | 163 | sp15 | ca | sce | Etiwanda 2- Etiwanda CA | reliant | ng | 11189 | 132 | 132
can | bc | bchy | WEST COAST- TAYLOR BC | BCHY | ng | 10500 | 105 | 105 | 105 | sp15 | ca | sce | ETIWANDA 3- ETIWANDA CA | reliant | ng | 11189 | 320 | 320
can | bc | bchy | RUPERT GT 1-2- PRINCE RUPERT BC | BCHY | ng | 12700 | 46 | 46 | 46 | sp15 | ca | sce | ETIWANDA 4- ETIWANDA CA | reliant | ng | 11189 | 320 | 320
[7 empty] | 1550 | 1550 | 1550 | dsw | nv | nvp | CLARK 1- LAS VEGAS NV | spp | ng | 11193.9762 | 42 | 42
[10 empty] | dsw | nm | pnm | REEVES UNIT 1- ALBUQUERQUE NM | pnm | ng | 11195.4545 | 44 | 44
|  |  | Distribution of Plants |  |  | <9000 | 466 |  |  | dsw | nm | pnm | REEVES UNIT 2- ALBUQUERQUE NM | pnm | ng | 11195.4545 | 44 | 44
[6 empty] | 9000<>11000 | 1038 |  |  | sp15 | ca | pasa | BROADWAY 3- PASADENA CA | pasa | ng | 11195.7746 | 66 | 66
[6 empty] | >11000 | 46 |  |  | sp15 | ca | burb | OLIVE 2- BURBANK CA | burb | ng | 11200 | 60 | 60
[10 empty] | dsw | nm | pnm | REEVES UNIT 3- ALBUQUERQUE NM | pnm | ng | 11203.0303 | 66 | 66
Region | State | UTILITY | UNIT | PLANT OP | Fuel | Heat Rate | Summer Cap | Winter Cap |  | sp15 | ca | burb | OLIVE 1- BURBANK CA | burb | ng | 11209.5238 | 46 | 46.2
pnw | or | pac | HERMISTON COGEN, HERMISTON,OR | IPP | NG | 7078 | 469 | 469 | 469 | sp15 | ca | pasa | BROADWAY 1- PASADENA CA | pasa | ng | 11211.1111 | 42 | 42
pnw | or | bpa | Albany Paper Mill | BPA | ng | 7100 | 20 | 20 | 20 | sp15 | ca | pasa | BROADWAY 2- PASADENA CA | pasa | ng | 11211.1111 | 42 | 42
pnw | or | pge | COYOTE SPRINGS- HERMISTON OR | PGE | NG | 7290 | 218 | 237 | 218 | imw | ut | pac | GADSBY 2- SALT LAKE CITY UT | PACE | ng | 11314.5333 | 75 | 75
pnw | or | pac | James River Corp. CG 1- Camas WA | PACW | NG | 8000 | 52 | 52 | 52 | dsw | tx | epe | COPPER STATION 1- EL PASO TX | epe | ng | 11428.9275 | 69 | 71
pnw | wa | pse | SUMAS ENERGY- SUMAS WA | IPP | NG | 8200 | 110 | 110 | 110 | sp15 | ca | ldwp | HAYNES 4- LONG BEACH CA | ldwp | ng | 11466 | 222 | 222
pnw | wa | pse | TENASKA- FERNDALE WA | IPP | NG | 8200 | 245 | 245 | 245 | dsw | tx | epe | RIO GRANDE 6- NEAR EL PASO TX | epe | ng | 11471.1667 | 48 | 48
pnw | wa | pse | ENCOGEN- BELLINGHAM WA | IPP | NG | 8500 | 160 | 160 | 160 | ro | co | psco | Fort St Vrain CT 1- Platteville | psco | ng | 11500 | 127 | 141
pnw | or | pge | BEAVER 1-6- CLATSKANIE OR | PGE | NG | 9225 | 495 | 536 | 495 | sp15 | ca | burb | OLIVE 3- BURBANK CA | burb | ng | 11560.7143 | 24 | 23.5
pnw | or | bpa | JAMES RIVER CG 1, WAUNA OR | IPP | NG | 10000 | 27 | 27 | 27 | dsw | nv | nvp | CLARK 3- LAS VEGAS NV | spp | ng | 11576.3214 | 67 | 70
pnw | wa | avista | NORTHEAST 1, SPOKANE WA | WWPC | NG | 10000 | 58 | 69 | 58 | sp15 | ca | ldwp | TEXACO COGEN- LOS ANGELES CA | ipp | ng | 11822.8916 | 60 | 60
pnw | wa | pse | FREDONIA 1- BURLINGTON WA | PSPL | NG | 10100.0323 | 108 | 124 | 108 | sp15 | ca | ldwp | TEXACO EXPANSION- LOS ANGELES CA | ipp | ng | 11822.8916 | 23 | 23
pnw | wa | pse | FREDONIA 2- BURLINGTON WA | PSPL | NG | 10100.0323 | 108 | 124 | 108 | dsw | az | srp | AGUA FRIA 4- GLENDALE AZ | srp | ng | 11944.1 | 72 | 87
pnw | nv | spp | FT CHURCHILL 2- YERINGTON NV | SPP | NG | 10293.0531 | 113 | 113 | 113 | dsw | nm | farm | ANIMAS CC1A&B, FARMINGTON NM | farm | ng | 12000 | 6 | 6
pnw | wa | pse | FREDERICKSON 1- TACOMA WA | PSPL | NG | 10574.0225 | 79 | 89 | 79 | dsw | nm | farm | ANIMAS CC1C, FARMINGTON NM | farm | ng | 12000 | 19 | 19
pnw | wa | pse | FREDERICKSON 2- TACOMA WA | PSPL | NG | 10575.1461 | 79 | 89 | 79 | dsw | nv | nvp | BONNEVILLE A- CLARK CO NV | ipp | ng | 12000 | 85 | 85
pnw | wa | pse | WHITEHORN 2- CUSTER WA | PSPL | NG | 10575.1461 | 79 | 89 | 79 | dsw | nv | nvp | BONNEVILLE B- CLARK CO NV | ipp | ng | 12000 | 85 | 85
pnw | wa | pse | WHITEHORN 3- CUSTER WA | PSPL | NG | 10575.1461 | 79 | 89 | 79 | dsw | nm | pnm | LAS VEGAS UNIT 1- LAS VEGAS NM | pnm | ng | 12000 | 20 | 20
pnw | nv | spp | FALLON- FALLON NV | SPP | NG | 12000 | 2 | 2 | 2 | dsw | nv | nvp | LVCOGEN- LAS VEGAS NV | ipp | ng | 12000 | 45 | 45
pnw | wa | pse | MARCH POINT 1- ANACORTES WA | IPP | NG | 12000 | 80 | 80 | 80 | dsw | nv | nvp | SAGUARO- LAS VEGAS NV | ipp | ng | 12000 | 90 | 90
pnw | wa | pse | MARCH POINT 2- ANACORTES WA | IPP | NG | 12000 | 60 | 60 | 60 | dsw | nv | nvp | SUN-PEAK (3)- LAS VEGAS NV | spp | ng | 12000 | 210 | 210
pnw | nv | spp | TRACY 1- SPARKS NV | SPP | NG | 12178.4906 | 53 | 53 | 53 | dsw | az | aps | WEST PHOENIX CC1-3, PHOENIX AZ | aps | ng | 12000 | 240 | 294
pnw | nv | spp | FT CHURCHILL 1- YERINGTON NV | SPP | NG | 12187.5 | 113 | 113 | 113 | imw | ut | uamp | BONNETT- NEAR BEAVER UT | UMPA | ng | 12000 | 13 | 13
pnw | id | avista | RATHDRUM CT # 1- RATHDRUM ID | WWPC | NG | 12227.6289 | 68 | 88 | 68 | imw | ut | uamp | HEBER CITY 1-6- HEBER UT | UAMP | ng | 12000 | 6 | 6
pnw | id | avista | RATHDRUM CT # 2- RATHDRUM ID | WWPC | NG | 12227.6289 | 68 | 88 | 68 | imw | ut | uamp | PAYSON 1-2- PAYSON UT | UAMP | ng | 12000 | 6 | 6
pnw | nv | spp | TRACY 2- SPARKS NV | SPP | NG | 12850 | 83 | 83 | 83 | imw | wy | pac | SF PHOSPHATES- ROCK SPRINGS WY | IPP | ng | 12000 | 13 | 13
pnw | nv | spp | TRACY 3- SPARKS NV | SPP | NG | 12850 | 108 | 108 | 108 | np15 | ca | smud | MCCLELLAN CT 1- SACRAMENTO CA | smud | ng | 12000 | 50 | 50
pnw | nv | spp | WINNEMUCCA- WINNEMUCCA NV | SPP | NG | 17000 | 12 | 15 | 12 | np15 | ca | sncl | SANTA CLARA COGEN 1&2, S. CLARA CA | sncl | ng | 12000 | 6 | 6
pnw | nv | spp | TRACY CT 3 & 4- SPARKS NV | SPP | NG | 17981.8182 | 148 | 166 | 148 | np15 | ca | sncl | SCDP FUEL CELL 1, SANTA CLARA CA | sncl | ng | 12000 | 2 | 2
[7 empty] | 3294 | 3498 | 3294 | pnw | nv | spp | FALLON- FALLON NV | SPP | NG | 12000 | 2 | 2
[10 empty] | pnw | wa | pse | MARCH POINT 1- ANACORTES WA | IPP | NG | 12000 | 80 | 80
|  |  | Distribution of Plants |  |  | <9000 | 1274 |  |  | pnw | wa | pse | MARCH POINT 2- ANACORTES WA | IPP | NG | 12000 | 60 | 60
[6 empty] | 9000<>11000 | 1225 |  |  | ro | co | psco | BRUSH COGEN PARTNERS- BRUSH CO | ipp | ng | 12000 | 68 | 68
[6 empty] | >11000 | 795 |  |  | ro | co | psco | COLO. POWER PARTNERS #1- BRUSH CO | ipp | ng | 12000 | 50 | 50
[10 empty] | ro | co | psco | IGNACIO GAS PLANT- IGNACIO CO | psco | ng | 12000 | 6 | 6
Region | State | UTILITY | UNIT | PLANT OP | Fuel | Heat Rate | Summer Cap | Winter Cap |  | ro | co | wpe | PUEBLO 6- PUEBLO CO | wpe | ng | 12000 | 20 | 20
ro | co | psco | THERMO FT LUPTON 1, GREELEY CO | ipp | ng | 8311 | 32 | 32 | 32 | ro | co | psco | THERMO INDUSTRIES 1, FT LUPTON CO | psco | ng | 12000 | 122 | 122
ro | co | psco | Arapahoe | psco | ng | 9170 | 80 | 80 | 80 | ro | co | psco | UNIV. CO COGEN- BOULDER CO | ipp | ng | 12000 | 10 | 10
ro | co | psco | ALAMOSA TERMINAL 1- ALAMOSA CO | psco | ng | 9351.7692 | 14 | 17 | 14 | ro | co | psco | WATTENBERG FIELD CG- AURORA CO | ipp | ng | 12000 | 1 | 1
ro | co | psco | ALAMOSA TERMINAL 2- ALAMOSA CO | psco | ng | 9351.7692 | 16 | 19 | 16 | sp15 | ca | sce | AES PLACERITA- CA | aes | ng | 12000 | 100 | 100
ro | co | psco | COORS BIOTECH COGEN- JOHNSTOWN | ipp | ng | 10000 | 3 | 3 | 3 | sp15 | ca | ldwp | LA CIVIC CENTER- LOS ANGELES CA | ipp | ng | 12000 | 29 | 29
ro | co | psco | Valmont | psco | ng | 10117 | 37 | 37 | 37 | sp15 | ca | ldwp | LAX COGEN- LOS ANGELES CA | ipp | ng | 12000 | 8 | 8
ro | wy | pac | Neil Simpson | pac | ng | 10674 | 40 | 40 | 40 | sp15 | ca | burb | MAGNOLIA 3- BURBANK CA | burb | ng | 12000 | 21 | 21
ro | co | psco | Manchief | psco | ng | 11000 | 240 | 240 | 240 | sp15 | ca | burb | MAGNOLIA 4- BURBANK CA | burb | ng | 12000 | 32 | 31.5
ro | co | csu | MARTIN DRAKE 4- CO SPGS CO | csu | ng | 11172.7273 | 11 | 11 | 11 | sp15 | ca | burb | MAGNOLIA 5- BURBANK CA | burb | ng | 12000 | 22 | 21.7
ro | co | psco | Fort St Vrain CT 1- Platteville | psco | ng | 11500 | 127 | 141 | 127 | sp15 | ca | sce | MIDWAY SUNSET COGEN- CA | ipp | ng | 12000 | 206 | 206
ro | co | psco | BRUSH COGEN PARTNERS- BRUSH CO | ipp | ng | 12000 | 68 | 68 | 68 | sp15 | ca | sce | SYCAMORE COGEN- CA | ipp | ng | 12000 | 300 | 300
ro | co | psco | COLO. POWER PARTNERS #1- BRUSH CO | ipp | ng | 12000 | 50 | 50 | 50 | sp15 | ca | ldwp | UCLA COGEN- LOS ANGELES CA | ipp | ng | 12000 | 39 | 39
ro | co | psco | IGNACIO GAS PLANT- IGNACIO CO | psco | ng | 12000 | 6 | 6 | 6 | sp15 | ca | ldwp | UNION CARBIDE- LOS ANGELES CA | ipp | ng | 12000 | 28 | 28
ro | co | wpe | PUEBLO 6- PUEBLO CO | wpe | ng | 12000 | 20 | 20 | 20 | sp15 | ca | ldwp | UNOCAL COGEN- LOS ANGELES CA | ipp | ng | 12000 | 46 | 46
ro | co | psco | THERMO INDUSTRIES 1, FT LUPTON CO | psco | ng | 12000 | 122 | 122 | 122 | sp15 | ca | ldwp | UNOCAL II COGEN- LOS ANGELES CA | ipp | ng | 12000 | 8 | 8
ro | co | psco | UNIV. CO COGEN- BOULDER CO | ipp | ng | 12000 | 10 | 10 | 10 | sp15 | ca | vern | VERNON GT- VERNON CA | vern | ng | 12000 | 10 | 10
ro | co | psco | WATTENBERG FIELD CG- AURORA CO | ipp | ng | 12000 | 1 | 1 | 1 | sp15 | ca | sdge | YUMA COGEN- YUMA AZ | sdge | ng | 12000 | 50 | 50
ro | co | psco | ZUNI 1- DENVER CO | psco | ng | 12640.5128 | 39 | 39 | 39 | sp15 | ca | ldwp | HAYNES 3- LONG BEACH CA | ldwp | ng | 12025 | 222 | 222
ro | co | csu | GEORGE BIRDSALL 1- CO SPG CO | csu | ng | 12643.5294 | 16 | 16 | 16 | imw | ut | pac | GADSBY 1- SALT LAKE CITY UT | PACE | ng | 12057.9429 | 60 | 60
ro | co | csu | GEORGE BIRDSALL 2- CO SPG CO | csu | ng | 12643.5294 | 17 | 17 | 17 | dsw | az | srp | KYRENE GT 5- TEMPE AZ | srp | ng | 12121.2321 | 51 | 61
ro | co | psco | ZUNI 2- DENVER CO | psco | ng | 12643.5294 | 68 | 68 | 68 | dsw | az | srp | KYRENE GT 6- TEMPE AZ | srp | ng | 12121.2321 | 50 | 60
ro | co | csu | GEORGE BIRDSALL 3- CO SPG CO | csu | ng | 12646.087 | 23 | 23 | 23 | pnw | nv | spp | TRACY 1- SPARKS NV | SPP | NG | 12178.4906 | 53 | 53
ro | co | psco | VALMONT 6- BOULDER CO | psco | ng | 12650.1887 | 44 | 53 | 44 | pnw | nv | spp | FT CHURCHILL 1- YERINGTON NV | SPP | NG | 12187.5 | 113 | 113
ro | co | psco | GREELEY ENERGY FACILITY- GREELEY | psco | ng | 12650.9859 | 69 | 76 | 69 | dsw | az | srp | KYRENE 1- TEMPE AZ | srp | ng | 12207.0588 | 34 | 34
ro | co | psco | AMERICAN ATLAS NO.1- RIFLE CO | psco | ng | 12657.5 | 81 | 85 | 81 | dsw | az | srp | AGUA FRIA 5- GLENDALE AZ | srp | ng | 12217.0278 | 70 | 75
ro | co | psco | FORT LUPTON 1- FORT LUPTON CO | psco | ng | 12660 | 40 | 50 | 40 | dsw | az | srp | AGUA FRIA 6- GLENDALE AZ | srp | ng | 12217.0278 | 70 | 75
ro | co | psco | FORT LUPTON 2- FORT LUPTON CO | psco | ng | 12660 | 40 | 50 | 40 | np15 | ca | pg&e | HUMBOLDT BAY 2- EUREKA CA | pg&e | ng | 12223.2453 | 53 | 53
ro | co | psco | THERMO CARBONIC 1- FORT LUPTON CO | ipp | ng | 12660 | 150 | 150 | 150 | pnw | id | avista | RATHDRUM CT # 1- RATHDRUM ID | WWPC | NG | 12227.6289 | 68 | 88
ro | co | psco | FRUITA 1- FRUITA CO | psco | ng | 12670 | 17 | 20 | 17 | pnw | id | avista | RATHDRUM CT # 2- RATHDRUM ID | WWPC | NG | 12227.6289 | 68 | 88
ro | co | psco | BULLOCK 1&2, MONTROSE CO | psco | ng | 13000 | 12 | 12 | 12 | dsw | az | tep | IRVINGTON GT 1- TUCSON AZ | tep | ng | 12247.5285 | 24 | 24
[7 empty] | 1493 | 1556 | 1493 | sp15 | ca | ldwp | SCATTERGOOD 1- PLAYA DEL REY CA | ldwp | ng | 12279 | 179 | 179
[10 empty] | dsw | az | tep | NORTH LOOP GT 3- MARANA AZ | tep | ng | 12336.5759 | 23 | 23
|  |  | Distribution of Plants |  |  | <9000 | 32 |  |  | dsw | az | aepc | APACHE STATION CC 1B- COCHISE AZ | aepc | ng | 12339 | 10 | 10
[6 empty] | 9000<>11000 | 190 |  |  | dsw | az | tep | NORTH LOOP GT 1- MARANA AZ | tep | ng | 12390.9091 | 25 | 25
[6 empty] | >11000 | 1271 |  |  | sp15 | ca | ldwp | SCATTERGOOD 2- PLAYA DEL REY CA | ldwp | ng | 12394 | 179 | 179
[10 empty] | sp15 | ca | sce | HUNTINGTON BEACH 5- HUNT. BCH CA | williams | ng | 12398.2313 | 133 | 147
Region | State | UTILITY | UNIT | PLANT OP | Fuel | Heat Rate | Summer Cap | Winter Cap |  | dsw | nm | pnm | Cobisa-Person | pnm | ng | 12407 | 132 | 132
sp15 | ca | ldwp | HARBOR 10- WILMINGTON CA | ldwp | ng | 8150 | 80 | 80 | 80 | np15 | ca | pg&e | HUMBOLDT BAY 1- EUREKA CA | pg&e | ng | 12449.6731 | 52 | 52
sp15 | ca | ldwp | HARBOR 10A- WILMINGTON CA | ldwp | ng | 8150 | 80 | 80 | 80 | dsw | az | tep | IRVINGTON GT 2- TUCSON AZ | tep | ng | 12450.9294 | 25 | 25
sp15 | ca | ldwp | HARBOR 10B- WILMINGTON CA | ldwp | ng | 8150 | 80 | 80 | 80 | dsw | az | tep | IRVINGTON GT 3- TUCSON AZ | tep | ng | 12450.9294 | 25 | 25
sp15 | ca | sce | WATSON COGEN- CA | ipp | ng | 8200 | 340 | 340 | 340 | dsw | az | tep | NORTH LOOP GT 2- MARANA AZ | tep | ng | 12450.9294 | 25 | 25
sp15 | ca | sce | KERN RIVER COGEN CO.- CA | ipp | ng | 8500 | 257 | 257 | 257 | dsw | az | tep | NORTH LOOP GT 4- MARANA AZ | tep | ng | 12450.9294 | 25 | 25
sp15 | ca | sdge | SOUTH BAY 1- CHULA VISTA CA | sdge | ng | 9950 | 143 | 143 | 143 | np15 | ca | pg&e | HUNTERS POINT 2-SAN FRANCISCO CA | pg&e | ng | 12467.9252 | 107 | 107
sp15 | ca | sdge | SOUTH BAY 2- CHULA VISTA CA | sdge | ng | 9950 | 150 | 150 | 150 | np15 | ca | pg&e | HUNTERS POINT 3-SAN FRANCISCO CA | pg&e | ng | 12580.9252 | 107 | 107
sp15 | ca | sdge | SOUTH BAY 3- CHULA VISTA CA | sdge | ng | 9950 | 175 | 175 | 175 | sp15 | ca | glen | GRAYSON 1- GLENDALE CA | glen | ng | 12597.7778 | 9 | 9
sp15 | ca | sdge | SOUTH BAY 4- CHULA VISTA CA | sdge | ng | 9950 | 222 | 222 | 222 | imw | ut | pac | LITTLE MOUNTAIN- OGDEN UT | PACE | ng | 12620 | 14 | 14
sp15 | ca | burb | MAGNOLIA 2- BURBANK CA | burb | ng | 9999 | 10 | 10 | 10 | sp15 | ca | glen | GRAYSON 2- GLENDALE CA | glen | ng | 12620 | 18 | 18
sp15 | ca | anhm | ANAHEIM GT1, ANAHEIM CA | anhm | ng | 10000 | 46 | 48 | 46 | ro | co | psco | ZUNI 1- DENVER CO | psco | ng | 12640.5128 | 39 | 39
sp15 | ca | sdge | COGENERATION (64), CA | ipp | ng | 10000 | 102 | 102 | 102 | ro | co | csu | GEORGE BIRDSALL 1- CO SPG CO | csu | ng | 12643.5294 | 16 | 16
sp15 | ca | sdge | COGENERATION (7), CA | ipp | ng | 10000 | 10 | 10 | 10 | ro | co | csu | GEORGE BIRDSALL 2- CO SPG CO | csu | ng | 12643.5294 | 17 | 17
sp15 | ca | sdge | GL COGEN 1, ESCONDIDO CA | sdge | ng | 10000 | 50 | 49.9 | 50 | ro | co | psco | ZUNI 2- DENVER CO | psco | ng | 12643.5294 | 68 | 68
sp15 | ca | sce | HUNTINGTON BEACH 1- HUNT. BCH CA | williams | ng | 10000 | 215 | 215 | 215 | ro | co | csu | GEORGE BIRDSALL 3- CO SPG CO | csu | ng | 12646.087 | 23 | 23
sp15 | ca | sce | HUNTINGTON BEACH 2- HUNT. BCH CA | williams | ng | 10000 | 215 | 215 | 215 | sp15 | ca | iid | YUCCA 1- YUMA AZ | iid | ng | 12646.6667 | 50 | 50
sp15 | ca | sce | LONG BEACH CC 8A-D, LONG BEACH CA | sce | ng | 10000 | 228 | 240 | 228 | dsw | az | tep | DEMOSS PETRIE GT 1- TUCSON AZ | tep | ng | 12649.7872 | 47 | 47
sp15 | ca | sce | LONG BEACH CC 8E, LONG BEACH CA | sce | ng | 10000 | 77 | 80 | 77 | ro | co | psco | VALMONT 6- BOULDER CO | psco | ng | 12650.1887 | 44 | 53
sp15 | ca | sce | LONG BEACH CC 9A-C, LONG BEACH CA | sce | ng | 10000 | 171 | 180 | 171 | ro | co | psco | GREELEY ENERGY FACILITY- GREELEY | psco | ng | 12650.9859 | 69 | 76
sp15 | ca | sce | LONG BEACH CC 9D, LONG BEACH CA | sce | ng | 10000 | 58 | 60 | 58 | sp15 | ca | glen | GRAYSON 6- GLENDALE CA | glen | ng | 12653.3333 | 18 | 18
sp15 | ca | sce | MANDALAY 1- OXNARD CA | sce | ng | 10000 | 215 | 215 | 215 | np15 | ca | tid | WALNUT GT 1- TURLOCK CA | tid | ng | 12653.3333 | 24 | 24
sp15 | ca | sce | MANDALAY 2- OXNARD CA | sce | ng | 10000 | 215 | 215 | 215 | np15 | ca | tid | WALNUT GT 2- TURLOCK CA | tid | ng | 12653.3333 | 24 | 24
sp15 | ca | sce | NON-UTILITY COGEN, CA | ipp | ng | 10000 | 818 | 818 | 818 | sp15 | ca | glen | GRAYSON 4- GLENDALE CA | glen | ng | 12653.3333 | 44 | 44
sp15 | ca | ldwp | ULTRAMAR 1, LOS ANGELES COUNTY | ipp | ng | 10000 | 20 | 20 | 20 | sp15 | ca | glen | GRAYSON 5- GLENDALE CA | glen | ng | 12653.3333 | 42 | 42
sp15 | ca | sce | Alamitos 1- Long Beach | williams | ng | 10152 | 175 | 175 | 175 | sp15 | ca | glen | GRAYSON 8- GLENDALE CA | glen | ng | 12656.0656 | 68 | 68
sp15 | ca | sce | Alamitos 2- Long Beach | williams | ng | 10152 | 175 | 175 | 175 | ro | co | psco | AMERICAN ATLAS NO.1- RIFLE CO | psco | ng | 12657.5 | 81 | 85
sp15 | ca | sce | ALAMITOS 3- LONG BEACH CA | williams | ng | 10152 | 320 | 320 | 320 | sp15 | ca | burb | OLIVE 4- BURBANK CA | burb | ng | 12658.7097 | 31 | 32
sp15 | ca | sce | ALAMITOS 4- LONG BEACH CA | williams | ng | 10152 | 320 | 320 | 320 | np15 | ca | sncl | GIANERA 1- SANTA CLARA CA | sncl | ng | 12660 | 25 | 25
sp15 | ca | sce | ALAMITOS 5- LONG BEACH CA | williams | ng | 10152 | 480 | 480 | 480 | np15 | ca | sncl | GIANERA 2- SANTA CLARA CA | sncl | ng | 12660 | 25 | 25
sp15 | ca | sce | ALAMITOS 6- LONG BEACH CA | williams | ng | 10152 | 480 | 480 | 480 | ro | co | psco | FORT LUPTON 1- FORT LUPTON CO | psco | ng | 12660 | 40 | 50
sp15 | ca | sce | REDONDO BEACH 5- REDONDO BCH CA | williams | ng | 10168.1714 | 175 | 175 | 175 | ro | co | psco | FORT LUPTON 2- FORT LUPTON CO | psco | ng | 12660 | 40 | 50
sp15 | ca | ldwp | SCATTERGOOD 3- PLAYA DEL REY CA | ldwp | ng | 10272 | 445 | 445 | 445 | ro | co | psco | THERMO CARBONIC 1- FORT LUPTON CO | ipp | ng | 12660 | 150 | 150
sp15 | ca | sce | Highgrove 1- Colton CA | sce | ng | 10500 | 32 | 32 | 32 | sp15 | ca | glen | GRAYSON 3- GLENDALE CA | glen | ng | 12662.1053 | 19 | 19
sp15 | ca | sce | Highgrove 2- Colton CA | sce | ng | 10500 | 33 | 33 | 33 | sp15 | ca | pasa | GLENARM 1- PASADENA CA | pasa | ng | 12666.1538 | 26 | 26
sp15 | ca | sce | Highgrove 3- Colton CA | sce | ng | 10500 | 44 | 44 | 44 | sp15 | ca | pasa | GLENARM 2- PASADENA CA | pasa | ng | 12666.1538 | 26 | 26
sp15 | ca | sce | Highgrove 4- Colton CA | sce | ng | 10500 | 45 | 45 | 45 | ro | co | psco | FRUITA 1- FRUITA CO | psco | ng | 12670 | 17 | 20
sp15 | ca | sce | ORMOND BEACH 1- OXNARD CA | reliant | ng | 10500 | 750 | 750 | 750 | sp15 | ca | glen | GRAYSON 7- GLENDALE CA | glen | ng | 12670 | 21 | 21
sp15 | ca | sce | ORMOND BEACH 2- OXNARD CA | reliant | ng | 10500 | 750 | 750 | 750 | imw | ut | uamp | BOUNTIFUL CITY 1-7- BOUNTIFUL UT | UAMP | ng | 12677.1429 | 14 | 14
sp15 | ca | sce | REDONDO BEACH 7- REDONDO BCH CA | williams | ng | 10500 | 480 | 480 | 480 | imw | ut | uamp | MURRAY CITY 1-4- MURRAY UT | UAMP | ng | 12677.1429 | 6 | 4
sp15 | ca | sce | REDONDO BEACH 8- REDONDO BCH CA | williams | ng | 10500 | 480 | 480 | 480 | imw | ut | uamp | WHITEHEAD 1-2- SPRINGVILLE UT | UAMP | ng | 12677.1429 | 14 | 14
sp15 | ca | sce | San Bernardino 1 CA- San Bern. CA | williams | ng | 10500 | 63 | 63 | 63 | can | bc | bchy | RUPERT GT 1-2- PRINCE RUPERT BC | BCHY | ng | 12700 | 46 | 46
sp15 | ca | sce | San Bernardino 2 CA- San Bern. CA | williams | ng | 10500 | 63 | 63 | 63 | sp15 | ca | iid | YUMA AXIS 1- YUMA AZ | iid | ng | 12707 | 50 | 50
sp15 | ca | sce | COOL WATER CC 3C, DAGGET CA | reliant | ng | 10534 | 105 | 110 | 105 | pnw | nv | spp | TRACY 2- SPARKS NV | SPP | NG | 12850 | 83 | 83
sp15 | ca | sce | COOL WATER CC 4A&B, DAGGET CA | reliant | ng | 10534 | 136 | 146 | 136 | pnw | nv | spp | TRACY 3- SPARKS NV | SPP | NG | 12850 | 108 | 108
sp15 | ca | sce | COOL WATER CC 4C, DAGGET CA | reliant | ng | 10534 | 105 | 110 | 105 | dsw | az | tep | IRVINGTON 3- TUCSON AZ | tep | ng | 12896 | 105 | 105
sp15 | ca | sce | COOL WATER CC3 A&B , DAGGET CA | reliant | ng | 10534 | 136 | 146 | 136 | dsw | az | srp | KYRENE GT 4- TEMPE AZ | srp | ng | 12944.6271 | 57 | 69
sp15 | ca | sce | REDONDO BEACH 6- REDONDO BCH CA | williams | ng | 10535.6 | 175 | 175 | 175 | dsw | nv | nvp | SUNRISE 2- LAS VEGAS NV | spp | ng | 12946.7368 | 69 | 76
sp15 | ca | sce | COOL WATER 1- DAGGET CA | reliant | ng | 10580 | 65 | 65 | 65 | ro | co | psco | BULLOCK 1&2, MONTROSE CO | psco | ng | 13000 | 12 | 12
sp15 | ca | sce | COOL WATER 2- DAGGET CA | reliant | ng | 10580 | 81 | 81 | 81 | dsw | az | tep | IRVINGTON 1- TUCSON AZ | tep | ng | 13133.3333 | 81 | 81
sp15 | ca | sdge | ENCINA 1- CARLSBAD CA | dynegy | ng | 10617 | 107 | 107 | 107 | dsw | nv | nvp | CLARK 4- LAS VEGAS NV | spp | ng | 13147.9068 | 50 | 59
sp15 | ca | sdge | ENCINA 2- CARLSBAD CA | dynegy | ng | 10617 | 104 | 104 | 104 | sp15 | ca | ldwp | HAYNES 6- LONG BEACH CA | ldwp | ng | 13159 | 341 | 341
sp15 | ca | sdge | ENCINA 3- CARLSBAD CA | dynegy | ng | 10617 | 110 | 110 | 110 | sp15 | ca | ldwp | HAYNES 1- LONG BEACH CA | ldwp | ng | 13534 | 222 | 222
sp15 | ca | sdge | ENCINA 4- CARLSBAD CA | dynegy | ng | 10617 | 300 | 300 | 300 | sp15 | ca | sdge | NAVAL STATION GT 1- SAN DIEGO CA | sdge | ng | 13571 | 23 | 29
sp15 | ca | sdge | ENCINA 5- CARLSBAD CA | dynegy | ng | 10617 | 330 | 330 | 330 | dsw | az | aps | OCOTILLO GT 1- TEMPE AZ | aps | ng | 13574.8571 | 54 | 67
sp15 | ca | sdge | ENCINA GT 1- CARLSBAD CA | dynegy | ng | 10617 | 16 | 18 | 16 | dsw | az | aps | OCOTILLO GT 2- TEMPE AZ | aps | ng | 13574.8571 | 49 | 67
sp15 | ca | iid | EL CENTRO 2- EL CENTRO CA | iid | ng | 10670 | 37 | 37 | 37 | dsw | az | aps | WEST PHOENIX GT1&2, PHOENIX AZ | aps | ng | 13574.8571 | 94 | 134
sp15 | ca | iid | EL CENTRO 2A- EL CENTRO CA | iid | ng | 10670 | 78 | 78 | 78 | dsw | az | tep | IRVINGTON 2- TUCSON AZ | tep | ng | 13580.3086 | 81 | 81
sp15 | ca | iid | EL CENTRO 3- EL CENTRO CA | iid | ng | 10670 | 48 | 48 | 48 | dsw | az | aps | SAGUARO GT 1- RED ROCK AZ | aps | ng | 13615.4182 | 47 | 64
sp15 | ca | iid | EL CENTRO 4- EL CENTRO CA | iid | ng | 10670 | 80 | 80 | 80 | dsw | az | aps | SAGUARO GT 2- RED ROCK AZ | aps | ng | 13615.4182 | 47 | 64
sp15 | ca | sce | EL SEGUNDO 1- EL SEGUNDO CA | dynegy | ng | 10818 | 175 | 175 | 175 | dsw | az | aps | YUCCA GT 3- YUMA AZ | aps | ng | 13615.4182 | 49 | 67
sp15 | ca | sce | EL SEGUNDO 2- EL SEGUNDO CA | dynegy | ng | 10818 | 175 | 175 | 175 | dsw | az | aps | YUCCA GT 4- YUMA AZ | aps | ng | 13615.4182 | 49 | 67
sp15 | ca | sce | EL SEGUNDO 3- EL SEGUNDO CA | dynegy | ng | 10818 | 335 | 335 | 335 | dsw | az | aps | YUMA AXIS 1- YUMA AZ | aps | ng | 13775.9074 | 25 | 25
sp15 | ca | sce | EL SEGUNDO 4- EL SEGUNDO CA | dynegy | ng | 10818 | 335 | 335 | 335 | sp15 | ca | ldwp | HAYNES 2- LONG BEACH CA | ldwp | ng | 13788 | 222 | 222
sp15 | ca | sce | Etiwanda 1- Etiwanda CA | reliant | ng | 11189 | 132 | 132 | 132 | sp15 | ca | ldwp | VALLEY 4- SUN VALLEY CA | ldwp | ng | 13882 | 160 | 160
sp15 | ca | sce | Etiwanda 2- Etiwanda CA | reliant | ng | 11189 | 132 | 132 | 132 | sp15 | ca | ldwp | VALLEY 3- SUN VALLEY CA | ldwp | ng | 13953 | 163 | 163
sp15 | ca | sce | ETIWANDA 3- ETIWANDA CA | reliant | ng | 11189 | 320 | 320 | 320 | sp15 | ca | ldwp | OLIVE VIEW COGEN- LOS ANGELES CA | ipp | ng | 14000.2433 | 6 | 6
sp15 | ca | sce | ETIWANDA 4- ETIWANDA CA | reliant | ng | 11189 | 320 | 320 | 320 | sp15 | ca | ldwp | MISC. SMALL COGEN- LOS ANGELES | ipp | ng | 14000.4028 | 19 | 19
sp15 | ca | pasa | BROADWAY 3- PASADENA CA | pasa | ng | 11195.7746 | 66 | 66 | 66 | dsw | az | aps | YUCCA GT 1- YUMA AZ | aps | ng | 14171.9474 | 16 | 22
sp15 | ca | burb | OLIVE 2- BURBANK CA | burb | ng | 11200 | 60 | 60 | 60 | dsw | az | aps | YUCCA GT 2- YUMA AZ | aps | ng | 14171.9474 | 16 | 22
sp15 | ca | burb | OLIVE 1- BURBANK CA | burb | ng | 11209.5238 | 46 | 46.2 | 46 | sp15 | ca | ldwp | HAYNES 5- LONG BEACH CA | ldwp | ng | 14365 | 341 | 341
sp15 | ca | pasa | BROADWAY 1- PASADENA CA | pasa | ng | 11211.1111 | 42 | 42 | 42 | sp15 | ca | ldwp | UNION PACIFIC I- LOS ANGELES CA | ipp | ng | 14491 | 20 | 20
sp15 | ca | pasa | BROADWAY 2- PASADENA CA | pasa | ng | 11211.1111 | 42 | 42 | 42 | sp15 | ca | ldwp | UNION PACIFIC II- LOS ANGELES CA | ipp | ng | 14491 | 18 | 18
sp15 | ca | ldwp | HAYNES 4- LONG BEACH CA | ldwp | ng | 11466 | 222 | 222 | 222 | sp15 | ca | sdge | NTC GT 1- SAN DIEGO CA | sdge | ng | 14626 | 16 | 20
sp15 | ca | burb | OLIVE 3- BURBANK CA | burb | ng | 11560.7143 | 24 | 23.5 | 24 | sp15 | ca | sce | ELLWOOD 1- SANTA BARBARA CA | reliant | ng | 14769 | 48 | 53
sp15 | ca | ldwp | TEXACO COGEN- LOS ANGELES CA | ipp | ng | 11822.8916 | 60 | 60 | 60 | sp15 | ca | sdge | MIRAMAR GT 1(AB)- SAN DIEGO CA | sdge | ng | 15878 | 39 | 47
sp15 | ca | ldwp | TEXACO EXPANSION- LOS ANGELES CA | ipp | ng | 11822.8916 | 23 | 23 | 23 | sp15 | ca | sdge | NORTH ISLAND GT 1- CORONADO CA | sdge | ng | 15898 | 19 | 22
sp15 | ca | sce | AES PLACERITA- CA | aes | ng | 12000 | 100 | 100 | 100 | sp15 | ca | sdge | NORTH ISLAND GT 2- CORONADO CA | sdge | ng | 15898 | 19 | 22
sp15 | ca | ldwp | LA CIVIC CENTER- LOS ANGELES CA | ipp | ng | 12000 | 29 | 29 | 29 | sp15 | ca | sdge | KEARNY GT 1- SAN DIEGO CA | sdge | ng | 16191 | 17 | 20
sp15 | ca | ldwp | LAX COGEN- LOS ANGELES CA | ipp | ng | 12000 | 8 | 8 | 8 | sp15 | ca | sdge | KEARNY GT 2(ABCD)- SAN DIEGO CA | sdge | ng | 16191 | 66 | 78
sp15 | ca | burb | MAGNOLIA 3- BURBANK CA | burb | ng | 12000 | 21 | 21 | 21 | sp15 | ca | sdge | KEARNY GT 3(ABCD)- SAN DIEGO CA | sdge | ng | 16191 | 66 | 78
sp15 | ca | burb | MAGNOLIA 4- BURBANK CA | burb | ng | 12000 | 32 | 31.5 | 32 | sp15 | ca | sdge | EL CAJON GT 1- EL CAJON CA | sdge | ng | 16294 | 16 | 20
sp15 | ca | burb | MAGNOLIA 5- BURBANK CA | burb | ng | 12000 | 22 | 21.7 | 22 | sp15 | ca | ldwp | HARBOR 6- WILMINGTON CA | ldwp | ng | 16352.6316 | 19 | 19
sp15 | ca | sce | MIDWAY SUNSET COGEN- CA | ipp | ng | 12000 | 206 | 206 | 206 | sp15 | ca | ldwp | HARBOR 7- WILMINGTON CA | ldwp | ng | 16352.6316 | 19 | 19
sp15 | ca | sce | SYCAMORE COGEN- CA | ipp | ng | 12000 | 300 | 300 | 300 | sp15 | ca | ldwp | HARBOR 8- WILMINGTON CA | ldwp | ng | 16352.6316 | 19 | 19
sp15 | ca | ldwp | UCLA COGEN- LOS ANGELES CA | ipp | ng | 12000 | 39 | 39 | 39 | sp15 | ca | ldwp | HARBOR 9- WILMINGTON CA | ldwp | ng | 16352.6316 | 19 | 19
sp15 | ca | ldwp | UNION CARBIDE- LOS ANGELES CA | ipp | ng | 12000 | 28 | 28 | 28 | np15 | ca | mid | MCCLURE 1- MODESTO CA | mid | ng | 16568 | 61 | 61
sp15 | ca | ldwp | UNOCAL COGEN- LOS ANGELES CA | ipp | ng | 12000 | 46 | 46 | 46 | np15 | ca | mid | MCCLURE 2- MODESTO CA | mid | ng | 16568 | 61 | 61
sp15 | ca | ldwp | UNOCAL II COGEN- LOS ANGELES CA | ipp | ng | 12000 | 8 | 8 | 8 | np15 | ca | ncpa | ALAMEDA 1&2, ALAMEDA CA | ncpa | ng | 16672 | 50 | 50
sp15 | ca | vern | VERNON GT- VERNON CA | vern | ng | 12000 | 10 | 10 | 10 | np15 | ca | ncpa | LODI GT1, LODI CA | ncpa | ng | 16672 | 25 | 25
sp15 | ca | sdge | YUMA COGEN- YUMA AZ | sdge | ng | 12000 | 50 | 50 | 50 | np15 | ca | ncpa | ROSEVILLE 1&2, ROSEVILLE CA | ncpa | ng | 16672 | 50 | 50
sp15 | ca | ldwp | HAYNES 3- LONG BEACH CA | ldwp | ng | 12025 | 222 | 222 | 222 | pnw | nv | spp | WINNEMUCCA- WINNEMUCCA NV | SPP | NG | 17000 | 12 | 15
sp15 | ca | ldwp | SCATTERGOOD 1- PLAYA DEL REY CA | ldwp | ng | 12279 | 179 | 179 | 179 | pnw | nv | spp | TRACY CT 3 & 4- SPARKS NV | SPP | NG | 17981.8182 | 148 | 166
sp15 | ca | ldwp | SCATTERGOOD 2- PLAYA DEL REY CA | ldwp | ng | 12394 | 179 | 179 | 179 | sp15 | ca | sce | ETIWANDA 5- ETIWANDA CA | reliant | ng | 18160 | 126 | 142
sp15 | ca | sce | HUNTINGTON BEACH 5- HUNT. BCH CA | williams | ng | 12398.2313 | 133 | 147 | 133 | sp15 | ca | sce | ALAMITOS 7- LONG BEACH CA | williams | ng | 19318 | 133 | 147
sp15 | ca | glen | GRAYSON 1- GLENDALE CA | glen | ng | 12597.7778 | 9 | 9 | 9 | [7 empty] | 39321
sp15 | ca | glen | GRAYSON 2- GLENDALE CA | glen | ng | 12620 | 18 | 18 | 18
sp15 | ca | iid | YUCCA 1- YUMA AZ | iid | ng | 12646.6667 | 50 | 50 | 50
sp15 | ca | glen | GRAYSON 6- GLENDALE CA | glen | ng | 12653.3333 | 18 | 18 | 18 | Gas
sp15 | ca | glen | GRAYSON 4- GLENDALE CA | glen | ng | 12653.3333 | 44 | 44 | 44 |  | DSW | SP15 | ZP26 | NP15 | PNW | RO | CAN | Total
sp15 | ca | glen | GRAYSON 5- GLENDALE CA | glen | ng | 12653.3333 | 42 | 42 | 42 | <9000 | 840 | 837 | 0 | 788 | 1274 | 32 | 466 | 4237
sp15 | ca | glen | GRAYSON 8- GLENDALE CA | glen | ng | 12656.0656 | 68 | 68 | 68 | 9000<x<11000 | 2247 | 11483 | 1394 | 5844 | 1357 | 430 | 1038 | 23793
sp15 | ca | burb | OLIVE 4- BURBANK CA | burb | ng | 12658.7097 | 31 | 32 | 31 | >11000 | 2777 | 5699 | 0 | 722 | 1016 | 1031 | 46 | 11291
sp15 | ca | glen | GRAYSON 3- GLENDALE CA | glen | ng | 12662.1053 | 19 | 19 | 19 | Total | 5864 | 18019 | 1394 | 7354 | 3647 | 1493 | 1550 | 39321
sp15 | ca | pasa | GLENARM 1- PASADENA CA | pasa | ng | 12666.1538 | 26 | 26 | 26
sp15 | ca | pasa | GLENARM 2- PASADENA CA | pasa | ng | 12666.1538 | 26 | 26 | 26
sp15 | ca | glen | GRAYSON 7- GLENDALE CA | glen | ng | 12670 | 21 | 21 | 21 | Regional Gas Generation as % of Total Gas Generation by Heat Rate
sp15 | ca | iid | YUMA AXIS 1- YUMA AZ | iid | ng | 12707 | 50 | 50 | 50 |  | DSW | SP15 | ZP26 | NP15 | PNW | RO | CAN | Total
sp15 | ca | ldwp | HAYNES 6- LONG BEACH CA | ldwp | ng | 13159 | 341 | 341 | 341 | <9000 | 19.83% | 19.75% | 0% | 18.6% | 30.07% | 0.7553% | 11% | 100%
sp15 | ca | ldwp | HAYNES 1- LONG BEACH CA | ldwp | ng | 13534 | 222 | 222 | 222 | 9000<x<11000 | 9.444% | 48.26% | 5.859% | 24.56% | 5.703% | 1.807% | 4.363% | 100%
sp15 | ca | sdge | NAVAL STATION GT 1- SAN DIEGO CA | sdge | ng | 13571 | 23 | 29 | 23 | >11000 | 24.59% | 50.47% | 0% | 6.394% | 8.998% | 9.131% | 0.4074% | 100%
sp15 | ca | ldwp | HAYNES 2- LONG BEACH CA | ldwp | ng | 13788 | 222 | 222 | 222 | Total | 53.86% | 118.5% | 5.859% | 49.55% | 44.77% | 11.69% | 15.77% | 300%
sp15 | ca | ldwp | VALLEY 4- SUN VALLEY CA | ldwp | ng | 13882 | 160 | 160 | 160
sp15 | ca | ldwp | VALLEY 3- SUN VALLEY CA | ldwp | ng | 13953 | 163 | 163 | 163 | Regional Gas Generation as % of Total Gas Generation
sp15 | ca | ldwp | OLIVE VIEW COGEN- LOS ANGELES CA | ipp | ng | 14000.2433 | 6 | 6 | 6 |  | DSW | SP15 | ZP26 | NP15 | PNW | RO | CAN | Total
sp15 | ca | ldwp | MISC. SMALL COGEN- LOS ANGELES | ipp | ng | 14000.4028 | 19 | 19 | 19 | <9000 | 2.136% | 2.129% | 0% | 2.004% | 3.24% | 0.08138% | 1.185% | 10.78%
sp15 | ca | ldwp | HAYNES 5- LONG BEACH CA | ldwp | ng | 14365 | 341 | 341 | 341 | 9000<x<11000 | 5.715% | 29.2% | 3.545% | 14.86% | 3.451% | 1.094% | 2.64% | 60.51%
sp15 | ca | ldwp | UNION PACIFIC I- LOS ANGELES CA | ipp | ng | 14491 | 20 | 20 | 20 | >11000 | 7.062% | 14.49% | 0% | 1.836% | 2.584% | 2.622% | 0.117% | 28.71%
sp15 | ca | ldwp | UNION PACIFIC II- LOS ANGELES CA | ipp | ng | 14491 | 18 | 18 | 18 | Total | 14.91% | 45.83% | 3.545% | 18.7% | 9.275% | 3.797% | 3.942% | 100%
sp15 | ca | sdge | NTC GT 1- SAN DIEGO CA | sdge | ng | 14626 | 16 | 20 | 16
sp15 | ca | sce | ELLWOOD 1- SANTA BARBARA CA | reliant | ng | 14769 | 48 | 53 | 48
sp15 | ca | sdge | MIRAMAR GT 1(AB)- SAN DIEGO CA | sdge | ng | 15878 | 39 | 47 | 39
sp15 | ca | sdge | NORTH ISLAND GT 1- CORONADO CA | sdge | ng | 15898 | 19 | 22 | 19
sp15 | ca | sdge | NORTH ISLAND GT 2- CORONADO CA | sdge | ng | 15898 | 19 | 22 | 19
sp15 | ca | sdge | KEARNY GT 1- SAN DIEGO CA | sdge | ng | 16191 | 17 | 20 | 17
sp15 | ca | sdge | KEARNY GT 2(ABCD)- SAN DIEGO CA | sdge | ng | 16191 | 66 | 78 | 66
sp15 | ca | sdge | KEARNY GT 3(ABCD)- SAN DIEGO CA | sdge | ng | 16191 | 66 | 78 | 66
sp15 | ca | sdge | EL CAJON GT 1- EL CAJON CA | sdge | ng | 16294 | 16 | 20 | 16
sp15 | ca | ldwp | HARBOR 6- WILMINGTON CA | ldwp | ng | 16352.6316 | 19 | 19 | 19
sp15 | ca | ldwp | HARBOR 7- WILMINGTON CA | ldwp | ng | 16352.6316 | 19 | 19 | 19
sp15 | ca | ldwp | HARBOR 8- WILMINGTON CA | ldwp | ng | 16352.6316 | 19 | 19 | 19
sp15 | ca | ldwp | HARBOR 9- WILMINGTON CA | ldwp | ng | 16352.6316 | 19 | 19 | 19
sp15 | ca | sce | ETIWANDA 5- ETIWANDA CA | reliant | ng | 18160 | 126 | 142 | 126
sp15 | ca | sce | ALAMITOS 7- LONG BEACH CA | williams | ng | 19318 | 133 | 147 | 133
[7 empty] | 18019 | 18182.8 | 18019
|  |  | Distribution of Plants |  |  | <9000 | 837
[6 empty] | 9000<>11000 | 11483
[6 empty] | >11000 | 5699
Region | State | UTILITY | UNIT | PLANT OP | Fuel | Heat Rate | Summer Cap | Winter Cap
zp26 | ca | duke | MORRO BAY 3- MORRO BAY CA | PG&E | NG | 9542.9112 | 338 | 338 | 338
zp26 | ca | duke | MORRO BAY 4- MORRO BAY CA | PG&E | NG | 9916.2426 | 338 | 338 | 338
zp26 | ca | pg&e | QF COGENERATION (117), NO, CA | IPP | NG | 10000 | 392 | 392 | 392
zp26 | ca | duke | MORRO BAY 1- MORRO BAY CA | PG&E | NG | 10182.3313 | 163 | 163 | 163
zp26 | ca | duke | MORRO BAY 2- MORRO BAY CA | PG&E | NG | 10399.2454 | 163 | 163 | 163
[7 empty] | 1394 | 1394 | 1394
|  |  | Distribution of Plants |  |  | <9000 | 0
[6 empty] | 9000<>11000 | 1394 |  | Total NG Generation
[6 empty] | >11000 | 0 |  | 39321
[8 empty] | Total <9,000 | 4237
[8 empty] | Total 9,000<x<11,000 | 23137
[8 empty] | Total >11,000 | 11947

## Baseload (2) (hidden)
Assuming 100% Utilization rate, plants working 24 hours a day | [6 empty] | Heat Rate | 10000 | 10000 | 10000 | 10000 | 10000 | 10000 | 10000 | 10000 | 10000 | 10000 | 10000 | 10000 | 10000 | 10000 | 10000 | 10000 | 10000 | 10000 | 10000 | 10000 | 10000 | 10000 | 10000 | 10000 | 10000 | 10000 | 10000 | 10000 | 10000 | 10000 | 10000 | 10000 | 10000 | 10000 | 10000 | 10000 | 10000 | 10000 | 10000 | 10000 | 10000 | 10000 | 10000 | 10000 | 10000 | 10000 | 10000 | 10000
# non-peak hours per day = 10.56 | [6 empty] | UTILIZ. | 40% | 40% | 40% | 40% | 40% | 40% | 40% | 40% | 40% | 40% | 40% | 40% | 40% | 40% | 40% | 40% | 40% | 40% | 40% | 40% | 40% | 40% | 40% | 40% | 40% | 40% | 40% | 40% | 40% | 40% | 40% | 40% | 40% | 40% | 40% | 40% | 40% | 40% | 40% | 40% | 40% | 40% | 40% | 40% | 40% | 40% | 40% | 40%
PlantName | Region | State | Capacity | Fuel | HeatRate | OnlineDate | time axis 2001-01-01 to 2004-12-01
Vision Quest | can | ab | 1.4 | wind | 0 | 2001-04-16 | x | 0 | 0 | 0 | 0 | 59.136 | 59.136 | 59.136 | 59.136 | 59.136 | 59.136 | 59.136 | 59.136 | 59.136 | 59.136 | 59.136 | 59.136 | 0 | 0 | 0 | 0 | 0 | 0 | 0 | 0 | 0 | 0 | 0 | 0 | 0 | 0 | 0 | 0 | 0 | 0 | 0 | 0 | 0 | 0 | 0 | 0 | 0 | 0 | 0 | 0 | 0 | 0 | 0 | 0
Vision Quest | can | ab | 3.6 | wind | 0 | 2001-08-10 | x | 0 | 0 | 0 | 0 | 0 | 0 | 0 | 0 | 152.064 | 152.064 | 152.064 | 152.064 | 152.064 | 152.064 | 152.064 | 152.064 | 152.064 | 152.064 | 152.064 | 152.064 | 0 | 0 | 0 | 0 | 0 | 0 | 0 | 0 | 0 | 0 | 0 | 0 | 0 | 0 | 0 | 0 | 0 | 0 | 0 | 0 | 0 | 0 | 0 | 0 | 0 | 0 | 0 | 0
Vision Quest | can | ab | 3 | wind | 0 | 2001-10-01 | x | 0 | 0 | 0 | 0 | 0 | 0 | 0 | 0 | 0 | 0 | 126.72 | 126.72 | 126.72 | 126.72 | 126.72 | 126.72 | 126.72 | 126.72 | 126.72 | 126.72 | 126.72 | 126.72 | 0 | 0 | 0 | 0 | 0 | 0 | 0 | 0 | 0 | 0 | 0 | 0 | 0 | 0 | 0 | 0 | 0 | 0 | 0 | 0 | 0 | 0 | 0 | 0 | 0 | 0
Vision Quest | can | ab | 0.8 | wind | 0 | 2001-12-01 | x | 0 | 0 | 0 | 0 | 0 | 0 | 0 | 0 | 0 | 0 | 0 | 0 | 33.792 | 33.792 | 33.792 | 33.792 | 33.792 | 33.792 | 33.792 | 33.792 | 33.792 | 33.792 | 33.792 | 33.792 | 0 | 0 | 0 | 0 | 0 | 0 | 0 | 0 | 0 | 0 | 0 | 0 | 0 | 0 | 0 | 0 | 0 | 0 | 0 | 0 | 0 | 0 | 0 | 0
Pincher Creek | can | ab | 37.1 | wind | 0 | 2002-08-01 | x | 0 | 0 | 0 | 0 | 0 | 0 | 0 | 0 | 0 | 0 | 0 | 0 | 0 | 0 | 0 | 0 | 0 | 0 | 0 | 0 | 1567.104 | 1567.104 | 1567.104 | 1567.104 | 1567.104 | 1567.104 | 1567.104 | 1567.104 | 1567.104 | 1567.104 | 1567.104 | 1567.104 | 0 | 0 | 0 | 0 | 0 | 0 | 0 | 0 | 0 | 0 | 0 | 0 | 0 | 0 | 0 | 0
Medicine Hat | can | ab | 25 | ng | 7100 | 2001-01-01 | x | 0 | 306.24 | 306.24 | 306.24 | 306.24 | 306.24 | 306.24 | 306.24 | 306.24 | 306.24 | 306.24 | 306.24 | 306.24 | 0 | 0 | 0 | 0 | 0 | 0 | 0 | 0 | 0 | 0 | 0 | 0 | 0 | 0 | 0 | 0 | 0 | 0 | 0 | 0 | 0 | 0 | 0 | 0 | 0 | 0 | 0 | 0 | 0 | 0 | 0 | 0 | 0 | 0 | 0
Millenium | can | ab | 150 | ng | 7100 | 2001-01-15 | x | 0 | 1837.44 | 1837.44 | 1837.44 | 1837.44 | 1837.44 | 1837.44 | 1837.44 | 1837.44 | 1837.44 | 1837.44 | 1837.44 | 1837.44 | 0 | 0 | 0 | 0 | 0 | 0 | 0 | 0 | 0 | 0 | 0 | 0 | 0 | 0 | 0 | 0 | 0 | 0 | 0 | 0 | 0 | 0 | 0 | 0 | 0 | 0 | 0 | 0 | 0 | 0 | 0 | 0 | 0 | 0 | 0
Edmonton | can | ab | 25 | ng | 7100 | 2001-03-01 | x | 0 | 0 | 0 | 306.24 | 306.24 | 306.24 | 306.24 | 306.24 | 306.24 | 306.24 | 306.24 | 306.24 | 306.24 | 306.24 | 306.24 | 0 | 0 | 0 | 0 | 0 | 0 | 0 | 0 | 0 | 0 | 0 | 0 | 0 | 0 | 0 | 0 | 0 | 0 | 0 | 0 | 0 | 0 | 0 | 0 | 0 | 0 | 0 | 0 | 0 | 0 | 0 | 0 | 0
Island Cogen | can | bc | 240 | ng | 7100 | 2001-06-24 | x | 0 | 0 | 0 | 0 | 0 | 0 | 2939.904 | 2939.904 | 2939.904 | 2939.904 | 2939.904 | 2939.904 | 2939.904 | 2939.904 | 2939.904 | 2939.904 | 2939.904 | 2939.904 | 0 | 0 | 0 | 0 | 0 | 0 | 0 | 0 | 0 | 0 | 0 | 0 | 0 | 0 | 0 | 0 | 0 | 0 | 0 | 0 | 0 | 0 | 0 | 0 | 0 | 0 | 0 | 0 | 0 | 0
Carseland | can | ab | 80 | ng | 7100 | 2001-09-25 | x | 0 | 0 | 0 | 0 | 0 | 0 | 0 | 0 | 0 | 979.968 | 979.968 | 979.968 | 979.968 | 979.968 | 979.968 | 979.968 | 979.968 | 979.968 | 979.968 | 979.968 | 979.968 | 0 | 0 | 0 | 0 | 0 | 0 | 0 | 0 | 0 | 0 | 0 | 0 | 0 | 0 | 0 | 0 | 0 | 0 | 0 | 0 | 0 | 0 | 0 | 0 | 0 | 0 | 0
Cavalier | can | ab | 26 | ng | 7100 | 2001-11-26 | x | 0 | 0 | 0 | 0 | 0 | 0 | 0 | 0 | 0 | 0 | 0 | 318.4896 | 318.4896 | 318.4896 | 318.4896 | 318.4896 | 318.4896 | 318.4896 | 318.4896 | 318.4896 | 318.4896 | 318.4896 | 318.4896 | 0 | 0 | 0 | 0 | 0 | 0 | 0 | 0 | 0 | 0 | 0 | 0 | 0 | 0 | 0 | 0 | 0 | 0 | 0 | 0 | 0 | 0 | 0 | 0 | 0
Redwater | can | ab | 28 | ng | 7100 | 2001-11-28 | x | 0 | 0 | 0 | 0 | 0 | 0 | 0 | 0 | 0 | 0 | 0 | 342.9888 | 342.9888 | 342.9888 | 342.9888 | 342.9888 | 342.9888 | 342.9888 | 342.9888 | 342.9888 | 342.9888 | 342.9888 | 342.9888 | 0 | 0 | 0 | 0 | 0 | 0 | 0 | 0 | 0 | 0 | 0 | 0 | 0 | 0 | 0 | 0 | 0 | 0 | 0 | 0 | 0 | 0 | 0 | 0 | 0
Balzac | can | ab | 106 | ng | 7100 | 2001-12-01 | x | 0 | 0 | 0 | 0 | 0 | 0 | 0 | 0 | 0 | 0 | 0 | 0 | 1298.4576 | 1298.4576 | 1298.4576 | 1298.4576 | 1298.4576 | 1298.4576 | 1298.4576 | 1298.4576 | 1298.4576 | 1298.4576 | 1298.4576 | 1298.4576 | 0 | 0 | 0 | 0 | 0 | 0 | 0 | 0 | 0 | 0 | 0 | 0 | 0 | 0 | 0 | 0 | 0 | 0 | 0 | 0 | 0 | 0 | 0 | 0
Muskeg River Cogen | can | ab | 85 | ng | 7100 | 2002-08-01 | x | 0 | 0 | 0 | 0 | 0 | 0 | 0 | 0 | 0 | 0 | 0 | 0 | 0 | 0 | 0 | 0 | 0 | 0 | 0 | 0 | 1041.216 | 1041.216 | 1041.216 | 1041.216 | 1041.216 | 1041.216 | 1041.216 | 1041.216 | 1041.216 | 1041.216 | 1041.216 | 1041.216 | 0 | 0 | 0 | 0 | 0 | 0 | 0 | 0 | 0 | 0 | 0 | 0 | 0 | 0 | 0 | 0
Scotford Power Plant | can | ab | 50 | ng | 7100 | 2002-10-01 | x | 0 | 0 | 0 | 0 | 0 | 0 | 0 | 0 | 0 | 0 | 0 | 0 | 0 | 0 | 0 | 0 | 0 | 0 | 0 | 0 | 0 | 0 | 612.48 | 612.48 | 612.48 | 612.48 | 612.48 | 612.48 | 612.48 | 612.48 | 612.48 | 612.48 | 612.48 | 612.48 | 0 | 0 | 0 | 0 | 0 | 0 | 0 | 0 | 0 | 0 | 0 | 0 | 0 | 0
Cold Lake | can | ab | 60 | ng | 7100 | 2003-09-01 | x | 0 | 0 | 0 | 0 | 0 | 0 | 0 | 0 | 0 | 0 | 0 | 0 | 0 | 0 | 0 | 0 | 0 | 0 | 0 | 0 | 0 | 0 | 0 | 0 | 0 | 0 | 0 | 0 | 0 | 0 | 0 | 0 | 0 | 734.976 | 734.976 | 734.976 | 734.976 | 734.976 | 734.976 | 734.976 | 734.976 | 734.976 | 734.976 | 734.976 | 734.976 | 0 | 0 | 0
Calgary Energy Center | can | ab | 300 | ng | 7273 | 2003-01-01 | x | 0 | 0 | 0 | 0 | 0 | 0 | 0 | 0 | 0 | 0 | 0 | 0 | 0 | 0 | 0 | 0 | 0 | 0 | 0 | 0 | 0 | 0 | 0 | 0 | 0 | 3455.6544 | 3455.6544 | 3455.6544 | 3455.6544 | 3455.6544 | 3455.6544 | 3455.6544 | 3455.6544 | 3455.6544 | 3455.6544 | 3455.6544 | 3455.6544 | 0 | 0 | 0 | 0 | 0 | 0 | 0 | 0 | 0 | 0 | 0
Rainbow Lake | can | ab | 46 | ng | 8891 | 2001-12-29 | x | 0 | 0 | 0 | 0 | 0 | 0 | 0 | 0 | 0 | 0 | 0 | 0 | 215.4831 | 215.4831 | 215.4831 | 215.4831 | 215.4831 | 215.4831 | 215.4831 | 215.4831 | 215.4831 | 215.4831 | 215.4831 | 215.4831 | 0 | 0 | 0 | 0 | 0 | 0 | 0 | 0 | 0 | 0 | 0 | 0 | 0 | 0 | 0 | 0 | 0 | 0 | 0 | 0 | 0 | 0 | 0 | 0
Sundance | can | ab | 34 | coal | 9540 | 2001-11-14 | x | 0 | 0 | 0 | 0 | 0 | 0 | 0 | 0 | 0 | 0 | 0 | 66.0634 | 66.0634 | 66.0634 | 66.0634 | 66.0634 | 66.0634 | 66.0634 | 66.0634 | 66.0634 | 66.0634 | 66.0634 | 66.0634 | 0 | 0 | 0 | 0 | 0 | 0 | 0 | 0 | 0 | 0 | 0 | 0 | 0 | 0 | 0 | 0 | 0 | 0 | 0 | 0 | 0 | 0 | 0 | 0 | 0
Cavalier | can | ab | 80 | ng | 9700 | 2001-08-01 | x | 0 | 0 | 0 | 0 | 0 | 0 | 0 | 0 | 101.376 | 101.376 | 101.376 | 101.376 | 101.376 | 101.376 | 101.376 | 101.376 | 101.376 | 101.376 | 101.376 | 101.376 | 0 | 0 | 0 | 0 | 0 | 0 | 0 | 0 | 0 | 0 | 0 | 0 | 0 | 0 | 0 | 0 | 0 | 0 | 0 | 0 | 0 | 0 | 0 | 0 | 0 | 0 | 0 | 0
Valleyview | can | ab | 46 | ng | 9700 | 2001-12-11 | x | 0 | 0 | 0 | 0 | 0 | 0 | 0 | 0 | 0 | 0 | 0 | 0 | 58.2912 | 58.2912 | 58.2912 | 58.2912 | 58.2912 | 58.2912 | 58.2912 | 58.2912 | 58.2912 | 58.2912 | 58.2912 | 58.2912 | 0 | 0 | 0 | 0 | 0 | 0 | 0 | 0 | 0 | 0 | 0 | 0 | 0 | 0 | 0 | 0 | 0 | 0 | 0 | 0 | 0 | 0 | 0 | 0
Arlington Valley | dsw | az | 580 | ng | 6707 | 2002-08-01 | x | 0 | 0 | 0 | 0 | 0 | 0 | 0 | 0 | 0 | 0 | 0 | 0 | 0 | 0 | 0 | 0 | 0 | 0 | 0 | 0 | 8067.5866 | 8067.5866 | 8067.5866 | 8067.5866 | 8067.5866 | 8067.5866 | 8067.5866 | 8067.5866 | 8067.5866 | 8067.5866 | 8067.5866 | 8067.5866 | 0 | 0 | 0 | 0 | 0 | 0 | 0 | 0 | 0 | 0 | 0 | 0 | 0 | 0 | 0 | 0
Gila River (Phase 1) | dsw | az | 575 | ng | 6707 | 2003-05-01 | x | 0 | 0 | 0 | 0 | 0 | 0 | 0 | 0 | 0 | 0 | 0 | 0 | 0 | 0 | 0 | 0 | 0 | 0 | 0 | 0 | 0 | 0 | 0 | 0 | 0 | 0 | 0 | 0 | 0 | 7998.0384 | 7998.0384 | 7998.0384 | 7998.0384 | 7998.0384 | 7998.0384 | 7998.0384 | 7998.0384 | 7998.0384 | 7998.0384 | 7998.0384 | 7998.0384 | 0 | 0 | 0 | 0 | 0 | 0 | 0
Moapa Energy Facility 2 | dsw | nv | 600 | ng | 6707 | 2003-06-01 | x | 0 | 0 | 0 | 0 | 0 | 0 | 0 | 0 | 0 | 0 | 0 | 0 | 0 | 0 | 0 | 0 | 0 | 0 | 0 | 0 | 0 | 0 | 0 | 0 | 0 | 0 | 0 | 0 | 0 | 0 | 8345.7792 | 8345.7792 | 8345.7792 | 8345.7792 | 8345.7792 | 8345.7792 | 8345.7792 | 8345.7792 | 8345.7792 | 8345.7792 | 8345.7792 | 8345.7792 | 0 | 0 | 0 | 0 | 0 | 0
Gila River (Phase 2) | dsw | az | 575 | ng | 6707 | 2003-06-15 | x | 0 | 0 | 0 | 0 | 0 | 0 | 0 | 0 | 0 | 0 | 0 | 0 | 0 | 0 | 0 | 0 | 0 | 0 | 0 | 0 | 0 | 0 | 0 | 0 | 0 | 0 | 0 | 0 | 0 | 0 | 7998.0384 | 7998.0384 | 7998.0384 | 7998.0384 | 7998.0384 | 7998.0384 | 7998.0384 | 7998.0384 | 7998.0384 | 7998.0384 | 7998.0384 | 7998.0384 | 0 | 0 | 0 | 0 | 0 | 0
Gila River (Phase 3) | dsw | az | 575 | ng | 6707 | 2003-08-15 | x | 0 | 0 | 0 | 0 | 0 | 0 | 0 | 0 | 0 | 0 | 0 | 0 | 0 | 0 | 0 | 0 | 0 | 0 | 0 | 0 | 0 | 0 | 0 | 0 | 0 | 0 | 0 | 0 | 0 | 0 | 0 | 0 | 7998.0384 | 7998.0384 | 7998.0384 | 7998.0384 | 7998.0384 | 7998.0384 | 7998.0384 | 7998.0384 | 7998.0384 | 7998.0384 | 7998.0384 | 7998.0384 | 0 | 0 | 0 | 0
Gila River (Phase 4) | dsw | az | 575 | ng | 6707 | 2003-10-01 | x | 0 | 0 | 0 | 0 | 0 | 0 | 0 | 0 | 0 | 0 | 0 | 0 | 0 | 0 | 0 | 0 | 0 | 0 | 0 | 0 | 0 | 0 | 0 | 0 | 0 | 0 | 0 | 0 | 0 | 0 | 0 | 0 | 0 | 0 | 7998.0384 | 7998.0384 | 7998.0384 | 7998.0384 | 7998.0384 | 7998.0384 | 7998.0384 | 7998.0384 | 7998.0384 | 7998.0384 | 7998.0384 | 7998.0384 | 0 | 0
South Point | dsw | az | 555 | ng | 6793 | 2001-06-07 | x | 0 | 0 | 0 | 0 | 0 | 0 | 7518.2342 | 7518.2342 | 7518.2342 | 7518.2342 | 7518.2342 | 7518.2342 | 7518.2342 | 7518.2342 | 7518.2342 | 7518.2342 | 7518.2342 | 7518.2342 | 0 | 0 | 0 | 0 | 0 | 0 | 0 | 0 | 0 | 0 | 0 | 0 | 0 | 0 | 0 | 0 | 0 | 0 | 0 | 0 | 0 | 0 | 0 | 0 | 0 | 0 | 0 | 0 | 0 | 0
Mesquite Power GS 2 | dsw | az | 625 | ng | 6900 | 2004-01-01 | x | 0 | 0 | 0 | 0 | 0 | 0 | 0 | 0 | 0 | 0 | 0 | 0 | 0 | 0 | 0 | 0 | 0 | 0 | 0 | 0 | 0 | 0 | 0 | 0 | 0 | 0 | 0 | 0 | 0 | 0 | 0 | 0 | 0 | 0 | 0 | 0 | 0 | 8184 | 8184 | 8184 | 8184 | 8184 | 8184 | 8184 | 8184 | 8184 | 8184 | 8184
Apex Industrial Park | dsw | nv | 500 | ng | 7000 | 2003-03-01 | x | 0 | 0 | 0 | 0 | 0 | 0 | 0 | 0 | 0 | 0 | 0 | 0 | 0 | 0 | 0 | 0 | 0 | 0 | 0 | 0 | 0 | 0 | 0 | 0 | 0 | 0 | 0 | 6336 | 6336 | 6336 | 6336 | 6336 | 6336 | 6336 | 6336 | 6336 | 6336 | 6336 | 6336 | 0 | 0 | 0 | 0 | 0 | 0 | 0 | 0 | 0
Mesquite Power GS 1 | dsw | az | 625 | ng | 7000 | 2003-03-01 | x | 0 | 0 | 0 | 0 | 0 | 0 | 0 | 0 | 0 | 0 | 0 | 0 | 0 | 0 | 0 | 0 | 0 | 0 | 0 | 0 | 0 | 0 | 0 | 0 | 0 | 0 | 0 | 7920 | 7920 | 7920 | 7920 | 7920 | 7920 | 7920 | 7920 | 7920 | 7920 | 7920 | 7920 | 0 | 0 | 0 | 0 | 0 | 0 | 0 | 0 | 0
Moapa Energy Facility 1 | dsw | nv | 600 | ng | 7000 | 2003-04-01 | x | 0 | 0 | 0 | 0 | 0 | 0 | 0 | 0 | 0 | 0 | 0 | 0 | 0 | 0 | 0 | 0 | 0 | 0 | 0 | 0 | 0 | 0 | 0 | 0 | 0 | 0 | 0 | 0 | 7603.2 | 7603.2 | 7603.2 | 7603.2 | 7603.2 | 7603.2 | 7603.2 | 7603.2 | 7603.2 | 7603.2 | 7603.2 | 7603.2 | 0 | 0 | 0 | 0 | 0 | 0 | 0 | 0
Reliant Energy Bighorn | dsw | nv | 575 | ng | 7000 | 2003-06-01 | x | 0 | 0 | 0 | 0 | 0 | 0 | 0 | 0 | 0 | 0 | 0 | 0 | 0 | 0 | 0 | 0 | 0 | 0 | 0 | 0 | 0 | 0 | 0 | 0 | 0 | 0 | 0 | 0 | 0 | 0 | 7286.4 | 7286.4 | 7286.4 | 7286.4 | 7286.4 | 7286.4 | 7286.4 | 7286.4 | 7286.4 | 7286.4 | 7286.4 | 7286.4 | 0 | 0 | 0 | 0 | 0 | 0
Harquahala | dsw | az | 1040 | ng | 7000 | 2003-06-01 | x | 0 | 0 | 0 | 0 | 0 | 0 | 0 | 0 | 0 | 0 | 0 | 0 | 0 | 0 | 0 | 0 | 0 | 0 | 0 | 0 | 0 | 0 | 0 | 0 | 0 | 0 | 0 | 0 | 0 | 0 | 13178.88 | 13178.88 | 13178.88 | 13178.88 | 13178.88 | 13178.88 | 13178.88 | 13178.88 | 13178.88 | 13178.88 | 13178.88 | 13178.88 | 0 | 0 | 0 | 0 | 0 | 0
Luna Energy Facility | dsw | az | 550 | ng | 7000 | 2003-10-01 | x | 0 | 0 | 0 | 0 | 0 | 0 | 0 | 0 | 0 | 0 | 0 | 0 | 0 | 0 | 0 | 0 | 0 | 0 | 0 | 0 | 0 | 0 | 0 | 0 | 0 | 0 | 0 | 0 | 0 | 0 | 0 | 0 | 0 | 0 | 6969.6 | 6969.6 | 6969.6 | 6969.6 | 6969.6 | 6969.6 | 6969.6 | 6969.6 | 6969.6 | 6969.6 | 6969.6 | 6969.6 | 0 | 0
Kyrene Expansion Project | dsw | az | 250 | ng | 7100 | 2002-06-01 | x | 0 | 0 | 0 | 0 | 0 | 0 | 0 | 0 | 0 | 0 | 0 | 0 | 0 | 0 | 0 | 0 | 0 | 0 | 3062.4 | 3062.4 | 3062.4 | 3062.4 | 3062.4 | 3062.4 | 3062.4 | 3062.4 | 3062.4 | 3062.4 | 3062.4 | 3062.4 | 0 | 0 | 0 | 0 | 0 | 0 | 0 | 0 | 0 | 0 | 0 | 0 | 0 | 0 | 0 | 0 | 0 | 0
Red Hawk (Phase 1) | dsw | az | 580 | ng | 7100 | 2002-06-01 | x | 0 | 0 | 0 | 0 | 0 | 0 | 0 | 0 | 0 | 0 | 0 | 0 | 0 | 0 | 0 | 0 | 0 | 0 | 7104.768 | 7104.768 | 7104.768 | 7104.768 | 7104.768 | 7104.768 | 7104.768 | 7104.768 | 7104.768 | 7104.768 | 7104.768 | 7104.768 | 0 | 0 | 0 | 0 | 0 | 0 | 0 | 0 | 0 | 0 | 0 | 0 | 0 | 0 | 0 | 0 | 0 | 0
Red Hawk (Phase 2) | dsw | az | 580 | ng | 7100 | 2002-07-01 | x | 0 | 0 | 0 | 0 | 0 | 0 | 0 | 0 | 0 | 0 | 0 | 0 | 0 | 0 | 0 | 0 | 0 | 0 | 0 | 7104.768 | 7104.768 | 7104.768 | 7104.768 | 7104.768 | 7104.768 | 7104.768 | 7104.768 | 7104.768 | 7104.768 | 7104.768 | 7104.768 | 0 | 0 | 0 | 0 | 0 | 0 | 0 | 0 | 0 | 0 | 0 | 0 | 0 | 0 | 0 | 0 | 0
LV CoGen Expansion | dsw | nv | 226 | ng | 7100 | 2002-09-01 | x | 0 | 0 | 0 | 0 | 0 | 0 | 0 | 0 | 0 | 0 | 0 | 0 | 0 | 0 | 0 | 0 | 0 | 0 | 0 | 0 | 0 | 2768.4096 | 2768.4096 | 2768.4096 | 2768.4096 | 2768.4096 | 2768.4096 | 2768.4096 | 2768.4096 | 2768.4096 | 2768.4096 | 2768.4096 | 2768.4096 | 0 | 0 | 0 | 0 | 0 | 0 | 0 | 0 | 0 | 0 | 0 | 0 | 0 | 0 | 0
Afton Generating Station | dsw | nm | 90 | ng | 7100 | 2002-11-01 | x | 0 | 0 | 0 | 0 | 0 | 0 | 0 | 0 | 0 | 0 | 0 | 0 | 0 | 0 | 0 | 0 | 0 | 0 | 0 | 0 | 0 | 0 | 0 | 1102.464 | 1102.464 | 1102.464 | 1102.464 | 1102.464 | 1102.464 | 1102.464 | 1102.464 | 1102.464 | 1102.464 | 1102.464 | 1102.464 | 0 | 0 | 0 | 0 | 0 | 0 | 0 | 0 | 0 | 0 | 0 | 0 | 0
Griffith | dsw | az | 590 | ng | 7125 | 2001-08-13 | x | 0 | 0 | 0 | 0 | 0 | 0 | 0 | 0 | 7164.96 | 7164.96 | 7164.96 | 7164.96 | 7164.96 | 7164.96 | 7164.96 | 7164.96 | 7164.96 | 7164.96 | 7164.96 | 7164.96 | 0 | 0 | 0 | 0 | 0 | 0 | 0 | 0 | 0 | 0 | 0 | 0 | 0 | 0 | 0 | 0 | 0 | 0 | 0 | 0 | 0 | 0 | 0 | 0 | 0 | 0 | 0 | 0
Desert Basin | dsw | az | 560 | ng | 7160 | 2001-06-18 | x | 0 | 0 | 0 | 0 | 0 | 0 | 6717.8496 | 6717.8496 | 6717.8496 | 6717.8496 | 6717.8496 | 6717.8496 | 6717.8496 | 6717.8496 | 6717.8496 | 6717.8496 | 6717.8496 | 6717.8496 | 0 | 0 | 0 | 0 | 0 | 0 | 0 | 0 | 0 | 0 | 0 | 0 | 0 | 0 | 0 | 0 | 0 | 0 | 0 | 0 | 0 | 0 | 0 | 0 | 0 | 0 | 0 | 0 | 0 | 0
Sundance Energy Project | dsw | az | 450 | ng | 9160 | 2002-06-01 | x | 0 | 0 | 0 | 0 | 0 | 0 | 0 | 0 | 0 | 0 | 0 | 0 | 0 | 0 | 0 | 0 | 0 | 0 | 1596.672 | 1596.672 | 1596.672 | 1596.672 | 1596.672 | 1596.672 | 1596.672 | 1596.672 | 1596.672 | 1596.672 | 1596.672 | 1596.672 | 0 | 0 | 0 | 0 | 0 | 0 | 0 | 0 | 0 | 0 | 0 | 0 | 0 | 0 | 0 | 0 | 0 | 0
Lordsburg | dsw | nm | 80 | ng | 9611 | 2002-07-01 | x | 0 | 0 | 0 | 0 | 0 | 0 | 0 | 0 | 0 | 0 | 0 | 0 | 0 | 0 | 0 | 0 | 0 | 0 | 0 | 131.4509 | 131.4509 | 131.4509 | 131.4509 | 131.4509 | 131.4509 | 131.4509 | 131.4509 | 131.4509 | 131.4509 | 131.4509 | 131.4509 | 0 | 0 | 0 | 0 | 0 | 0 | 0 | 0 | 0 | 0 | 0 | 0 | 0 | 0 | 0 | 0 | 0
Contra Costa 8 | np15 | ca | 580 | ng | 6707 | 2005-06-01 | x | 0 | 0 | 0 | 0 | 0 | 0 | 0 | 0 | 0 | 0 | 0 | 0 | 0 | 0 | 0 | 0 | 0 | 0 | 0 | 0 | 0 | 0 | 0 | 0 | 0 | 0 | 0 | 0 | 0 | 0 | 0 | 0 | 0 | 0 | 0 | 0 | 0 | 0 | 0 | 0 | 0 | 0 | 0 | 0 | 0 | 0 | 0 | 0
Sutter | np15 | ca | 547 | ng | 7100 | 2001-07-01 | x | 0 | 0 | 0 | 0 | 0 | 0 | 0 | 6700.5312 | 6700.5312 | 6700.5312 | 6700.5312 | 6700.5312 | 6700.5312 | 6700.5312 | 6700.5312 | 6700.5312 | 6700.5312 | 6700.5312 | 6700.5312 | 0 | 0 | 0 | 0 | 0 | 0 | 0 | 0 | 0 | 0 | 0 | 0 | 0 | 0 | 0 | 0 | 0 | 0 | 0 | 0 | 0 | 0 | 0 | 0 | 0 | 0 | 0 | 0 | 0
Los Medanos | np15 | ca | 495 | ng | 7100 | 2001-07-09 | x | 0 | 0 | 0 | 0 | 0 | 0 | 0 | 6063.552 | 6063.552 | 6063.552 | 6063.552 | 6063.552 | 6063.552 | 6063.552 | 6063.552 | 6063.552 | 6063.552 | 6063.552 | 6063.552 | 0 | 0 | 0 | 0 | 0 | 0 | 0 | 0 | 0 | 0 | 0 | 0 | 0 | 0 | 0 | 0 | 0 | 0 | 0 | 0 | 0 | 0 | 0 | 0 | 0 | 0 | 0 | 0 | 0
Delta Energy Center | np15 | ca | 860 | ng | 7100 | 2002-04-01 | x | 0 | 0 | 0 | 0 | 0 | 0 | 0 | 0 | 0 | 0 | 0 | 0 | 0 | 0 | 0 | 0 | 10534.656 | 10534.656 | 10534.656 | 10534.656 | 10534.656 | 10534.656 | 10534.656 | 10534.656 | 10534.656 | 10534.656 | 10534.656 | 10534.656 | 0 | 0 | 0 | 0 | 0 | 0 | 0 | 0 | 0 | 0 | 0 | 0 | 0 | 0 | 0 | 0 | 0 | 0 | 0 | 0
Moss Landing | np15 | ca | 1097 | ng | 7100 | 2002-07-01 | x | 0 | 0 | 0 | 0 | 0 | 0 | 0 | 0 | 0 | 0 | 0 | 0 | 0 | 0 | 0 | 0 | 0 | 0 | 0 | 13437.8112 | 13437.8112 | 13437.8112 | 13437.8112 | 13437.8112 | 13437.8112 | 13437.8112 | 13437.8112 | 13437.8112 | 13437.8112 | 13437.8112 | 13437.8112 | 0 | 0 | 0 | 0 | 0 | 0 | 0 | 0 | 0 | 0 | 0 | 0 | 0 | 0 | 0 | 0 | 0
Redding CC | np15 | ca | 40 | ng | 8150 | 2002-06-01 | x | 0 | 0 | 0 | 0 | 0 | 0 | 0 | 0 | 0 | 0 | 0 | 0 | 0 | 0 | 0 | 0 | 0 | 0 | 312.576 | 312.576 | 312.576 | 312.576 | 312.576 | 312.576 | 312.576 | 312.576 | 312.576 | 312.576 | 312.576 | 312.576 | 0 | 0 | 0 | 0 | 0 | 0 | 0 | 0 | 0 | 0 | 0 | 0 | 0 | 0 | 0 | 0 | 0 | 0
Red Bluff Peaker | np15 | ca | 48 | ng | 9468 | 2001-09-01 | x | 0 | 0 | 0 | 0 | 0 | 0 | 0 | 0 | 0 | 107.8641 | 107.8641 | 107.8641 | 107.8641 | 107.8641 | 107.8641 | 107.8641 | 107.8641 | 107.8641 | 107.8641 | 107.8641 | 107.8641 | 0 | 0 | 0 | 0 | 0 | 0 | 0 | 0 | 0 | 0 | 0 | 0 | 0 | 0 | 0 | 0 | 0 | 0 | 0 | 0 | 0 | 0 | 0 | 0 | 0 | 0 | 0
McClellan CT Upgrade | np15 | ca | 22 | ng | 9700 | 2001-03-13 | x | 0 | 0 | 0 | 27.8784 | 27.8784 | 27.8784 | 27.8784 | 27.8784 | 27.8784 | 27.8784 | 27.8784 | 27.8784 | 27.8784 | 27.8784 | 27.8784 | 0 | 0 | 0 | 0 | 0 | 0 | 0 | 0 | 0 | 0 | 0 | 0 | 0 | 0 | 0 | 0 | 0 | 0 | 0 | 0 | 0 | 0 | 0 | 0 | 0 | 0 | 0 | 0 | 0 | 0 | 0 | 0 | 0
P&G SMUD | np15 | ca | 44 | ng | 9700 | 2001-05-10 | x | 0 | 0 | 0 | 0 | 0 | 55.7568 | 55.7568 | 55.7568 | 55.7568 | 55.7568 | 55.7568 | 55.7568 | 55.7568 | 55.7568 | 55.7568 | 55.7568 | 55.7568 | 0 | 0 | 0 | 0 | 0 | 0 | 0 | 0 | 0 | 0 | 0 | 0 | 0 | 0 | 0 | 0 | 0 | 0 | 0 | 0 | 0 | 0 | 0 | 0 | 0 | 0 | 0 | 0 | 0 | 0 | 0
Fresno Cogen | np15 | ca | 21.3 | ng | 9700 | 2001-08-16 | x | 0 | 0 | 0 | 0 | 0 | 0 | 0 | 0 | 26.9914 | 26.9914 | 26.9914 | 26.9914 | 26.9914 | 26.9914 | 26.9914 | 26.9914 | 26.9914 | 26.9914 | 26.9914 | 26.9914 | 0 | 0 | 0 | 0 | 0 | 0 | 0 | 0 | 0 | 0 | 0 | 0 | 0 | 0 | 0 | 0 | 0 | 0 | 0 | 0 | 0 | 0 | 0 | 0 | 0 | 0 | 0 | 0
Gates Peaker | np15 | ca | 49.9 | ng | 9700 | 2001-12-15 | x | 0 | 0 | 0 | 0 | 0 | 0 | 0 | 0 | 0 | 0 | 0 | 0 | 63.2333 | 63.2333 | 63.2333 | 63.2333 | 63.2333 | 63.2333 | 63.2333 | 63.2333 | 63.2333 | 63.2333 | 63.2333 | 63.2333 | 0 | 0 | 0 | 0 | 0 | 0 | 0 | 0 | 0 | 0 | 0 | 0 | 0 | 0 | 0 | 0 | 0 | 0 | 0 | 0 | 0 | 0 | 0 | 0
Panoche Peaker | np15 | ca | 49 | ng | 9700 | 2001-12-15 | x | 0 | 0 | 0 | 0 | 0 | 0 | 0 | 0 | 0 | 0 | 0 | 0 | 62.0928 | 62.0928 | 62.0928 | 62.0928 | 62.0928 | 62.0928 | 62.0928 | 62.0928 | 62.0928 | 62.0928 | 62.0928 | 62.0928 | 0 | 0 | 0 | 0 | 0 | 0 | 0 | 0 | 0 | 0 | 0 | 0 | 0 | 0 | 0 | 0 | 0 | 0 | 0 | 0 | 0 | 0 | 0 | 0
Los Banos Gt | np15 | ca | 49 | ng | 9700 | 2001-12-31 | x | 0 | 0 | 0 | 0 | 0 | 0 | 0 | 0 | 0 | 0 | 0 | 0 | 62.0928 | 62.0928 | 62.0928 | 62.0928 | 62.0928 | 62.0928 | 62.0928 | 62.0928 | 62.0928 | 62.0928 | 62.0928 | 62.0928 | 0 | 0 | 0 | 0 | 0 | 0 | 0 | 0 | 0 | 0 | 0 | 0 | 0 | 0 | 0 | 0 | 0 | 0 | 0 | 0 | 0 | 0 | 0 | 0
Pajaro Valley Energy Center | np15 | ca | 45 | ng | 9700 | 2002-06-01 | x | 0 | 0 | 0 | 0 | 0 | 0 | 0 | 0 | 0 | 0 | 0 | 0 | 0 | 0 | 0 | 0 | 0 | 0 | 57.024 | 57.024 | 57.024 | 57.024 | 57.024 | 57.024 | 57.024 | 57.024 | 57.024 | 57.024 | 57.024 | 57.024 | 0 | 0 | 0 | 0 | 0 | 0 | 0 | 0 | 0 | 0 | 0 | 0 | 0 | 0 | 0 | 0 | 0 | 0
Yuba City Energy Center | np15 | ca | 48.7 | ng | 9700 | 2002-06-01 | x | 0 | 0 | 0 | 0 | 0 | 0 | 0 | 0 | 0 | 0 | 0 | 0 | 0 | 0 | 0 | 0 | 0 | 0 | 61.7126 | 61.7126 | 61.7126 | 61.7126 | 61.7126 | 61.7126 | 61.7126 | 61.7126 | 61.7126 | 61.7126 | 61.7126 | 61.7126 | 0 | 0 | 0 | 0 | 0 | 0 | 0 | 0 | 0 | 0 | 0 | 0 | 0 | 0 | 0 | 0 | 0 | 0
Vaca-Dixon | np15 | ca | 49 | ng | 9700 | 2002-06-30 | x | 0 | 0 | 0 | 0 | 0 | 0 | 0 | 0 | 0 | 0 | 0 | 0 | 0 | 0 | 0 | 0 | 0 | 0 | 62.0928 | 62.0928 | 62.0928 | 62.0928 | 62.0928 | 62.0928 | 62.0928 | 62.0928 | 62.0928 | 62.0928 | 62.0928 | 62.0928 | 0 | 0 | 0 | 0 | 0 | 0 | 0 | 0 | 0 | 0 | 0 | 0 | 0 | 0 | 0 | 0 | 0 | 0
Rock River 1 | pnw | wy | 12.5 | wind | 0 | 2001-11-01 | x | 0 | 0 | 0 | 0 | 0 | 0 | 0 | 0 | 0 | 0 | 0 | 528 | 528 | 528 | 528 | 528 | 528 | 528 | 528 | 528 | 528 | 528 | 528 | 0 | 0 | 0 | 0 | 0 | 0 | 0 | 0 | 0 | 0 | 0 | 0 | 0 | 0 | 0 | 0 | 0 | 0 | 0 | 0 | 0 | 0 | 0 | 0 | 0
Stateline Wind | pnw | or | 29.3 | wind | 0 | 2001-12-20 | x | 0 | 0 | 0 | 0 | 0 | 0 | 0 | 0 | 0 | 0 | 0 | 0 | 1237.632 | 1237.632 | 1237.632 | 1237.632 | 1237.632 | 1237.632 | 1237.632 | 1237.632 | 1237.632 | 1237.632 | 1237.632 | 1237.632 | 0 | 0 | 0 | 0 | 0 | 0 | 0 | 0 | 0 | 0 | 0 | 0 | 0 | 0 | 0 | 0 | 0 | 0 | 0 | 0 | 0 | 0 | 0 | 0
Stateline Wind | pnw | wa | 63.5 | wind | 0 | 2001-12-20 | x | 0 | 0 | 0 | 0 | 0 | 0 | 0 | 0 | 0 | 0 | 0 | 0 | 2682.24 | 2682.24 | 2682.24 | 2682.24 | 2682.24 | 2682.24 | 2682.24 | 2682.24 | 2682.24 | 2682.24 | 2682.24 | 2682.24 | 0 | 0 | 0 | 0 | 0 | 0 | 0 | 0 | 0 | 0 | 0 | 0 | 0 | 0 | 0 | 0 | 0 | 0 | 0 | 0 | 0 | 0 | 0 | 0
Condon Wind Project | pnw | or | 7.4 | wind | 0 | 2002-01-01 | x | 0 | 0 | 0 | 0 | 0 | 0 | 0 | 0 | 0 | 0 | 0 | 0 | 0 | 312.576 | 312.576 | 312.576 | 312.576 | 312.576 | 312.576 | 312.576 | 312.576 | 312.576 | 312.576 | 312.576 | 312.576 | 0 | 0 | 0 | 0 | 0 | 0 | 0 | 0 | 0 | 0 | 0 | 0 | 0 | 0 | 0 | 0 | 0 | 0 | 0 | 0 | 0 | 0 | 0
Goldendale Wind | pnw | or | 7.2 | wind | 0 | 2002-01-01 | x | 0 | 0 | 0 | 0 | 0 | 0 | 0 | 0 | 0 | 0 | 0 | 0 | 0 | 304.128 | 304.128 | 304.128 | 304.128 | 304.128 | 304.128 | 304.128 | 304.128 | 304.128 | 304.128 | 304.128 | 304.128 | 0 | 0 | 0 | 0 | 0 | 0 | 0 | 0 | 0 | 0 | 0 | 0 | 0 | 0 | 0 | 0 | 0 | 0 | 0 | 0 | 0 | 0 | 0
Anaconda | pnw | mt | 29.8 | wind | 0 | 2002-06-01 | x | 0 | 0 | 0 | 0 | 0 | 0 | 0 | 0 | 0 | 0 | 0 | 0 | 0 | 0 | 0 | 0 | 0 | 0 | 1258.752 | 1258.752 | 1258.752 | 1258.752 | 1258.752 | 1258.752 | 1258.752 | 1258.752 | 1258.752 | 1258.752 | 1258.752 | 1258.752 | 0 | 0 | 0 | 0 | 0 | 0 | 0 | 0 | 0 | 0 | 0 | 0 | 0 | 0 | 0 | 0 | 0 | 0
Nine Canyon Wind | pnw | wa | 14.4 | wind | 0 | 2002-10-01 | x | 0 | 0 | 0 | 0 | 0 | 0 | 0 | 0 | 0 | 0 | 0 | 0 | 0 | 0 | 0 | 0 | 0 | 0 | 0 | 0 | 0 | 0 | 608.256 | 608.256 | 608.256 | 608.256 | 608.256 | 608.256 | 608.256 | 608.256 | 608.256 | 608.256 | 608.256 | 608.256 | 0 | 0 | 0 | 0 | 0 | 0 | 0 | 0 | 0 | 0 | 0 | 0 | 0 | 0
Goldendale | pnw | wa | 288 | ng | 6707 | 2002-07-01 | x | 0 | 0 | 0 | 0 | 0 | 0 | 0 | 0 | 0 | 0 | 0 | 0 | 0 | 0 | 0 | 0 | 0 | 0 | 0 | 4005.974 | 4005.974 | 4005.974 | 4005.974 | 4005.974 | 4005.974 | 4005.974 | 4005.974 | 4005.974 | 4005.974 | 4005.974 | 4005.974 | 0 | 0 | 0 | 0 | 0 | 0 | 0 | 0 | 0 | 0 | 0 | 0 | 0 | 0 | 0 | 0 | 0
Grays Harbor | pnw | wa | 650 | ng | 6707 | 2003-06-01 | x | 0 | 0 | 0 | 0 | 0 | 0 | 0 | 0 | 0 | 0 | 0 | 0 | 0 | 0 | 0 | 0 | 0 | 0 | 0 | 0 | 0 | 0 | 0 | 0 | 0 | 0 | 0 | 0 | 0 | 0 | 9041.2608 | 9041.2608 | 9041.2608 | 9041.2608 | 9041.2608 | 9041.2608 | 9041.2608 | 9041.2608 | 9041.2608 | 9041.2608 | 9041.2608 | 9041.2608 | 0 | 0 | 0 | 0 | 0 | 0
Mint Farm Project | pnw | wa | 86 | ng | 6707 | 2003-06-01 | x | 0 | 0 | 0 | 0 | 0 | 0 | 0 | 0 | 0 | 0 | 0 | 0 | 0 | 0 | 0 | 0 | 0 | 0 | 0 | 0 | 0 | 0 | 0 | 0 | 0 | 0 | 0 | 0 | 0 | 0 | 1196.2284 | 1196.2284 | 1196.2284 | 1196.2284 | 1196.2284 | 1196.2284 | 1196.2284 | 1196.2284 | 1196.2284 | 1196.2284 | 1196.2284 | 1196.2284 | 0 | 0 | 0 | 0 | 0 | 0
Coyote Springs 2 | pnw | or | 280 | ng | 6760 | 2002-06-01 | x | 0 | 0 | 0 | 0 | 0 | 0 | 0 | 0 | 0 | 0 | 0 | 0 | 0 | 0 | 0 | 0 | 0 | 0 | 3832.0128 | 3832.0128 | 3832.0128 | 3832.0128 | 3832.0128 | 3832.0128 | 3832.0128 | 3832.0128 | 3832.0128 | 3832.0128 | 3832.0128 | 3832.0128 | 0 | 0 | 0 | 0 | 0 | 0 | 0 | 0 | 0 | 0 | 0 | 0 | 0 | 0 | 0 | 0 | 0 | 0
Hermiston | pnw | or | 533.5 | ng | 6793 | 2002-06-01 | x | 0 | 0 | 0 | 0 | 0 | 0 | 0 | 0 | 0 | 0 | 0 | 0 | 0 | 0 | 0 | 0 | 0 | 0 | 7226.9873 | 7226.9873 | 7226.9873 | 7226.9873 | 7226.9873 | 7226.9873 | 7226.9873 | 7226.9873 | 7226.9873 | 7226.9873 | 7226.9873 | 7226.9873 | 0 | 0 | 0 | 0 | 0 | 0 | 0 | 0 | 0 | 0 | 0 | 0 | 0 | 0 | 0 | 0 | 0 | 0
Klamath Cogen | pnw | or | 484 | ng | 7000 | 2001-07-29 | x | 0 | 0 | 0 | 0 | 0 | 0 | 0 | 6133.248 | 6133.248 | 6133.248 | 6133.248 | 6133.248 | 6133.248 | 6133.248 | 6133.248 | 6133.248 | 6133.248 | 6133.248 | 6133.248 | 0 | 0 | 0 | 0 | 0 | 0 | 0 | 0 | 0 | 0 | 0 | 0 | 0 | 0 | 0 | 0 | 0 | 0 | 0 | 0 | 0 | 0 | 0 | 0 | 0 | 0 | 0 | 0 | 0
Chehalis Gen | pnw | wa | 520 | ng | 7000 | 2003-11-01 | x | 0 | 0 | 0 | 0 | 0 | 0 | 0 | 0 | 0 | 0 | 0 | 0 | 0 | 0 | 0 | 0 | 0 | 0 | 0 | 0 | 0 | 0 | 0 | 0 | 0 | 0 | 0 | 0 | 0 | 0 | 0 | 0 | 0 | 0 | 0 | 6589.44 | 6589.44 | 6589.44 | 6589.44 | 6589.44 | 6589.44 | 6589.44 | 6589.44 | 6589.44 | 6589.44 | 6589.44 | 6589.44 | 0
Fredrickson(Tenaska) | pnw | wa | 248 | ng | 7065 | 2002-06-01 | x | 0 | 0 | 0 | 0 | 0 | 0 | 0 | 0 | 0 | 0 | 0 | 0 | 0 | 0 | 0 | 0 | 0 | 0 | 3074.5651 | 3074.5651 | 3074.5651 | 3074.5651 | 3074.5651 | 3074.5651 | 3074.5651 | 3074.5651 | 3074.5651 | 3074.5651 | 3074.5651 | 3074.5651 | 0 | 0 | 0 | 0 | 0 | 0 | 0 | 0 | 0 | 0 | 0 | 0 | 0 | 0 | 0 | 0 | 0 | 0
Rathdrum | pnw | id | 270 | ng | 7100 | 2001-09-15 | x | 0 | 0 | 0 | 0 | 0 | 0 | 0 | 0 | 0 | 3307.392 | 3307.392 | 3307.392 | 3307.392 | 3307.392 | 3307.392 | 3307.392 | 3307.392 | 3307.392 | 3307.392 | 3307.392 | 3307.392 | 0 | 0 | 0 | 0 | 0 | 0 | 0 | 0 | 0 | 0 | 0 | 0 | 0 | 0 | 0 | 0 | 0 | 0 | 0 | 0 | 0 | 0 | 0 | 0 | 0 | 0 | 0
Big Hanaford Project | pnw | wa | 248 | ng | 7100 | 2002-07-01 | x | 0 | 0 | 0 | 0 | 0 | 0 | 0 | 0 | 0 | 0 | 0 | 0 | 0 | 0 | 0 | 0 | 0 | 0 | 0 | 3037.9008 | 3037.9008 | 3037.9008 | 3037.9008 | 3037.9008 | 3037.9008 | 3037.9008 | 3037.9008 | 3037.9008 | 3037.9008 | 3037.9008 | 3037.9008 | 0 | 0 | 0 | 0 | 0 | 0 | 0 | 0 | 0 | 0 | 0 | 0 | 0 | 0 | 0 | 0 | 0
First Megawatts | pnw | mt | 80 | ng | 7100 | 2003-07-01 | x | 0 | 0 | 0 | 0 | 0 | 0 | 0 | 0 | 0 | 0 | 0 | 0 | 0 | 0 | 0 | 0 | 0 | 0 | 0 | 0 | 0 | 0 | 0 | 0 | 0 | 0 | 0 | 0 | 0 | 0 | 0 | 979.968 | 979.968 | 979.968 | 979.968 | 979.968 | 979.968 | 979.968 | 979.968 | 979.968 | 979.968 | 979.968 | 979.968 | 0 | 0 | 0 | 0 | 0
West Valley City | pnw | ut | 86.8 | ng | 8396 | 2001-09-03 | x | 0 | 0 | 0 | 0 | 0 | 0 | 0 | 0 | 0 | 588.0957 | 588.0957 | 588.0957 | 588.0957 | 588.0957 | 588.0957 | 588.0957 | 588.0957 | 588.0957 | 588.0957 | 588.0957 | 588.0957 | 0 | 0 | 0 | 0 | 0 | 0 | 0 | 0 | 0 | 0 | 0 | 0 | 0 | 0 | 0 | 0 | 0 | 0 | 0 | 0 | 0 | 0 | 0 | 0 | 0 | 0 | 0
Boulder Park | pnw | wa | 24.6 | ng | 9468 | 2001-04-01 | x | 0 | 0 | 0 | 0 | 55.2803 | 55.2803 | 55.2803 | 55.2803 | 55.2803 | 55.2803 | 55.2803 | 55.2803 | 55.2803 | 55.2803 | 55.2803 | 55.2803 | 0 | 0 | 0 | 0 | 0 | 0 | 0 | 0 | 0 | 0 | 0 | 0 | 0 | 0 | 0 | 0 | 0 | 0 | 0 | 0 | 0 | 0 | 0 | 0 | 0 | 0 | 0 | 0 | 0 | 0 | 0 | 0
Wyodak Expansion | pnw | wy | 40 | ng | 9700 | 2001-05-01 | x | 0 | 0 | 0 | 0 | 0 | 50.688 | 50.688 | 50.688 | 50.688 | 50.688 | 50.688 | 50.688 | 50.688 | 50.688 | 50.688 | 50.688 | 50.688 | 0 | 0 | 0 | 0 | 0 | 0 | 0 | 0 | 0 | 0 | 0 | 0 | 0 | 0 | 0 | 0 | 0 | 0 | 0 | 0 | 0 | 0 | 0 | 0 | 0 | 0 | 0 | 0 | 0 | 0 | 0
Murray GT | pnw | ut | 10 | ng | 9700 | 2001-06-15 | x | 0 | 0 | 0 | 0 | 0 | 0 | 12.672 | 12.672 | 12.672 | 12.672 | 12.672 | 12.672 | 12.672 | 12.672 | 12.672 | 12.672 | 12.672 | 12.672 | 0 | 0 | 0 | 0 | 0 | 0 | 0 | 0 | 0 | 0 | 0 | 0 | 0 | 0 | 0 | 0 | 0 | 0 | 0 | 0 | 0 | 0 | 0 | 0 | 0 | 0 | 0 | 0 | 0 | 0
Gadsby | pnw | ut | 100 | ng | 9700 | 2001-07-30 | x | 0 | 0 | 0 | 0 | 0 | 0 | 0 | 126.72 | 126.72 | 126.72 | 126.72 | 126.72 | 126.72 | 126.72 | 126.72 | 126.72 | 126.72 | 126.72 | 126.72 | 0 | 0 | 0 | 0 | 0 | 0 | 0 | 0 | 0 | 0 | 0 | 0 | 0 | 0 | 0 | 0 | 0 | 0 | 0 | 0 | 0 | 0 | 0 | 0 | 0 | 0 | 0 | 0 | 0
Beaver Peaker | pnw | or | 25 | ng | 9700 | 2001-08-16 | x | 0 | 0 | 0 | 0 | 0 | 0 | 0 | 0 | 31.68 | 31.68 | 31.68 | 31.68 | 31.68 | 31.68 | 31.68 | 31.68 | 31.68 | 31.68 | 31.68 | 31.68 | 0 | 0 | 0 | 0 | 0 | 0 | 0 | 0 | 0 | 0 | 0 | 0 | 0 | 0 | 0 | 0 | 0 | 0 | 0 | 0 | 0 | 0 | 0 | 0 | 0 | 0 | 0 | 0
Mountain Home | pnw | id | 90 | ng | 9700 | 2001-09-30 | x | 0 | 0 | 0 | 0 | 0 | 0 | 0 | 0 | 0 | 114.048 | 114.048 | 114.048 | 114.048 | 114.048 | 114.048 | 114.048 | 114.048 | 114.048 | 114.048 | 114.048 | 114.048 | 0 | 0 | 0 | 0 | 0 | 0 | 0 | 0 | 0 | 0 | 0 | 0 | 0 | 0 | 0 | 0 | 0 | 0 | 0 | 0 | 0 | 0 | 0 | 0 | 0 | 0 | 0
Pierce | pnw | wa | 154 | ng | 9700 | 2001-10-01 | x | 0 | 0 | 0 | 0 | 0 | 0 | 0 | 0 | 0 | 0 | 195.1488 | 195.1488 | 195.1488 | 195.1488 | 195.1488 | 195.1488 | 195.1488 | 195.1488 | 195.1488 | 195.1488 | 195.1488 | 195.1488 | 0 | 0 | 0 | 0 | 0 | 0 | 0 | 0 | 0 | 0 | 0 | 0 | 0 | 0 | 0 | 0 | 0 | 0 | 0 | 0 | 0 | 0 | 0 | 0 | 0 | 0
Murray GT | pnw | ut | 10 | ng | 9700 | 2001-12-15 | x | 0 | 0 | 0 | 0 | 0 | 0 | 0 | 0 | 0 | 0 | 0 | 0 | 12.672 | 12.672 | 12.672 | 12.672 | 12.672 | 12.672 | 12.672 | 12.672 | 12.672 | 12.672 | 12.672 | 12.672 | 0 | 0 | 0 | 0 | 0 | 0 | 0 | 0 | 0 | 0 | 0 | 0 | 0 | 0 | 0 | 0 | 0 | 0 | 0 | 0 | 0 | 0 | 0 | 0
Clatskanie GT | pnw | or | 11 | ng | 9700 | 2002-01-01 | x | 0 | 0 | 0 | 0 | 0 | 0 | 0 | 0 | 0 | 0 | 0 | 0 | 0 | 13.9392 | 13.9392 | 13.9392 | 13.9392 | 13.9392 | 13.9392 | 13.9392 | 13.9392 | 13.9392 | 13.9392 | 13.9392 | 13.9392 | 0 | 0 | 0 | 0 | 0 | 0 | 0 | 0 | 0 | 0 | 0 | 0 | 0 | 0 | 0 | 0 | 0 | 0 | 0 | 0 | 0 | 0 | 0
Finley | pnw | wa | 27 | ng | 9700 | 2002-02-01 | x | 0 | 0 | 0 | 0 | 0 | 0 | 0 | 0 | 0 | 0 | 0 | 0 | 0 | 0 | 34.2144 | 34.2144 | 34.2144 | 34.2144 | 34.2144 | 34.2144 | 34.2144 | 34.2144 | 34.2144 | 34.2144 | 34.2144 | 34.2144 | 0 | 0 | 0 | 0 | 0 | 0 | 0 | 0 | 0 | 0 | 0 | 0 | 0 | 0 | 0 | 0 | 0 | 0 | 0 | 0 | 0 | 0
Logan | pnw | ut | 7.5 | ng | 9700 | 2002-04-01 | x | 0 | 0 | 0 | 0 | 0 | 0 | 0 | 0 | 0 | 0 | 0 | 0 | 0 | 0 | 0 | 0 | 9.504 | 9.504 | 9.504 | 9.504 | 9.504 | 9.504 | 9.504 | 9.504 | 9.504 | 9.504 | 9.504 | 9.504 | 0 | 0 | 0 | 0 | 0 | 0 | 0 | 0 | 0 | 0 | 0 | 0 | 0 | 0 | 0 | 0 | 0 | 0 | 0 | 0
Klamath Expansion | pnw | or | 100 | ng | 9700 | 2002-06-01 | x | 0 | 0 | 0 | 0 | 0 | 0 | 0 | 0 | 0 | 0 | 0 | 0 | 0 | 0 | 0 | 0 | 0 | 0 | 126.72 | 126.72 | 126.72 | 126.72 | 126.72 | 126.72 | 126.72 | 126.72 | 126.72 | 126.72 | 126.72 | 126.72 | 0 | 0 | 0 | 0 | 0 | 0 | 0 | 0 | 0 | 0 | 0 | 0 | 0 | 0 | 0 | 0 | 0 | 0
Basin Electric DG | pnw | wy | 15 | ng | 9700 | 2002-08-01 | x | 0 | 0 | 0 | 0 | 0 | 0 | 0 | 0 | 0 | 0 | 0 | 0 | 0 | 0 | 0 | 0 | 0 | 0 | 0 | 0 | 19.008 | 19.008 | 19.008 | 19.008 | 19.008 | 19.008 | 19.008 | 19.008 | 19.008 | 19.008 | 19.008 | 19.008 | 0 | 0 | 0 | 0 | 0 | 0 | 0 | 0 | 0 | 0 | 0 | 0 | 0 | 0 | 0 | 0
Basin Electric DG | pnw | wy | 15 | ng | 9700 | 2002-08-01 | x | 0 | 0 | 0 | 0 | 0 | 0 | 0 | 0 | 0 | 0 | 0 | 0 | 0 | 0 | 0 | 0 | 0 | 0 | 0 | 0 | 19.008 | 19.008 | 19.008 | 19.008 | 19.008 | 19.008 | 19.008 | 19.008 | 19.008 | 19.008 | 19.008 | 19.008 | 0 | 0 | 0 | 0 | 0 | 0 | 0 | 0 | 0 | 0 | 0 | 0 | 0 | 0 | 0 | 0
Wygen 1 | pnw | wy | 80 | coal | 10000 | 2003-07-01 | x | 0 | 0 | 0 | 0 | 0 | 0 | 0 | 0 | 0 | 0 | 0 | 0 | 0 | 0 | 0 | 0 | 0 | 0 | 0 | 0 | 0 | 0 | 0 | 0 | 0 | 0 | 0 | 0 | 0 | 0 | 0 | 0 | 0 | 0 | 0 | 0 | 0 | 0 | 0 | 0 | 0 | 0 | 0 | 0 | 0 | 0 | 0 | 0
Fredonia (WA) | pnw | wa | 55 | ng | 11000 | 2001-08-15 | x | 0 | 0 | 0 | 0 | 0 | 0 | 0 | 0 | 0 | 0 | 0 | 0 | 0 | 0 | 0 | 0 | 0 | 0 | 0 | 0 | 0 | 0 | 0 | 0 | 0 | 0 | 0 | 0 | 0 | 0 | 0 | 0 | 0 | 0 | 0 | 0 | 0 | 0 | 0 | 0 | 0 | 0 | 0 | 0 | 0 | 0 | 0 | 0
Fredonia (WA) | pnw | wa | 55 | ng | 11000 | 2001-08-15 | x | 0 | 0 | 0 | 0 | 0 | 0 | 0 | 0 | 0 | 0 | 0 | 0 | 0 | 0 | 0 | 0 | 0 | 0 | 0 | 0 | 0 | 0 | 0 | 0 | 0 | 0 | 0 | 0 | 0 | 0 | 0 | 0 | 0 | 0 | 0 | 0 | 0 | 0 | 0 | 0 | 0 | 0 | 0 | 0 | 0 | 0 | 0 | 0
Tahoe-Reno Industrial Ctr | pnw | nv | 350 | ng | 11000 | 2001-09-01 | x | 0 | 0 | 0 | 0 | 0 | 0 | 0 | 0 | 0 | 0 | 0 | 0 | 0 | 0 | 0 | 0 | 0 | 0 | 0 | 0 | 0 | 0 | 0 | 0 | 0 | 0 | 0 | 0 | 0 | 0 | 0 | 0 | 0 | 0 | 0 | 0 | 0 | 0 | 0 | 0 | 0 | 0 | 0 | 0 | 0 | 0 | 0 | 0
Ponnequin Wind Facility | rm | co | 3 | wind | 0 | 2001-06-01 | x | 0 | 0 | 0 | 0 | 0 | 0 | 126.72 | 126.72 | 126.72 | 126.72 | 126.72 | 126.72 | 126.72 | 126.72 | 126.72 | 126.72 | 126.72 | 126.72 | 0 | 0 | 0 | 0 | 0 | 0 | 0 | 0 | 0 | 0 | 0 | 0 | 0 | 0 | 0 | 0 | 0 | 0 | 0 | 0 | 0 | 0 | 0 | 0 | 0 | 0 | 0 | 0 | 0 | 0
Peetz WT | rm | co | 8.9 | wind | 0 | 2001-10-16 | x | 0 | 0 | 0 | 0 | 0 | 0 | 0 | 0 | 0 | 0 | 375.936 | 375.936 | 375.936 | 375.936 | 375.936 | 375.936 | 375.936 | 375.936 | 375.936 | 375.936 | 375.936 | 375.936 | 0 | 0 | 0 | 0 | 0 | 0 | 0 | 0 | 0 | 0 | 0 | 0 | 0 | 0 | 0 | 0 | 0 | 0 | 0 | 0 | 0 | 0 | 0 | 0 | 0 | 0
Fort St. Vrain 4 | rm | co | 100 | ng | 6707 | 2001-06-13 | x | 0 | 0 | 0 | 0 | 0 | 0 | 1390.9632 | 1390.9632 | 1390.9632 | 1390.9632 | 1390.9632 | 1390.9632 | 1390.9632 | 1390.9632 | 1390.9632 | 1390.9632 | 1390.9632 | 1390.9632 | 0 | 0 | 0 | 0 | 0 | 0 | 0 | 0 | 0 | 0 | 0 | 0 | 0 | 0 | 0 | 0 | 0 | 0 | 0 | 0 | 0 | 0 | 0 | 0 | 0 | 0 | 0 | 0 | 0 | 0
Front Range | rm | co | 480 | ng | 7000 | 2003-05-01 | x | 0 | 0 | 0 | 0 | 0 | 0 | 0 | 0 | 0 | 0 | 0 | 0 | 0 | 0 | 0 | 0 | 0 | 0 | 0 | 0 | 0 | 0 | 0 | 0 | 0 | 0 | 0 | 0 | 0 | 6082.56 | 6082.56 | 6082.56 | 6082.56 | 6082.56 | 6082.56 | 6082.56 | 6082.56 | 6082.56 | 6082.56 | 6082.56 | 6082.56 | 0 | 0 | 0 | 0 | 0 | 0 | 0
Arapahoe | rm | co | 132 | ng | 7100 | 2002-06-01 | x | 0 | 0 | 0 | 0 | 0 | 0 | 0 | 0 | 0 | 0 | 0 | 0 | 0 | 0 | 0 | 0 | 0 | 0 | 1616.9472 | 1616.9472 | 1616.9472 | 1616.9472 | 1616.9472 | 1616.9472 | 1616.9472 | 1616.9472 | 1616.9472 | 1616.9472 | 1616.9472 | 1616.9472 | 0 | 0 | 0 | 0 | 0 | 0 | 0 | 0 | 0 | 0 | 0 | 0 | 0 | 0 | 0 | 0 | 0 | 0
Valmont GS | rm | co | 37 | ng | 9700 | 2001-06-29 | x | 0 | 0 | 0 | 0 | 0 | 0 | 46.8864 | 46.8864 | 46.8864 | 46.8864 | 46.8864 | 46.8864 | 46.8864 | 46.8864 | 46.8864 | 46.8864 | 46.8864 | 46.8864 | 0 | 0 | 0 | 0 | 0 | 0 | 0 | 0 | 0 | 0 | 0 | 0 | 0 | 0 | 0 | 0 | 0 | 0 | 0 | 0 | 0 | 0 | 0 | 0 | 0 | 0 | 0 | 0 | 0 | 0
Fountain Valley | rm | co | 120 | ng | 9700 | 2001-08-01 | x | 0 | 0 | 0 | 0 | 0 | 0 | 0 | 0 | 152.064 | 152.064 | 152.064 | 152.064 | 152.064 | 152.064 | 152.064 | 152.064 | 152.064 | 152.064 | 152.064 | 152.064 | 0 | 0 | 0 | 0 | 0 | 0 | 0 | 0 | 0 | 0 | 0 | 0 | 0 | 0 | 0 | 0 | 0 | 0 | 0 | 0 | 0 | 0 | 0 | 0 | 0 | 0 | 0 | 0
Fountain Valley | rm | co | 120 | ng | 9700 | 2001-08-17 | x | 0 | 0 | 0 | 0 | 0 | 0 | 0 | 0 | 152.064 | 152.064 | 152.064 | 152.064 | 152.064 | 152.064 | 152.064 | 152.064 | 152.064 | 152.064 | 152.064 | 152.064 | 0 | 0 | 0 | 0 | 0 | 0 | 0 | 0 | 0 | 0 | 0 | 0 | 0 | 0 | 0 | 0 | 0 | 0 | 0 | 0 | 0 | 0 | 0 | 0 | 0 | 0 | 0 | 0
Mountain View | sp15 | ca | 14.8 | wind | 0 | 2001-09-14 | x | 0 | 0 | 0 | 0 | 0 | 0 | 0 | 0 | 0 | 625.152 | 625.152 | 625.152 | 625.152 | 625.152 | 625.152 | 625.152 | 625.152 | 625.152 | 625.152 | 625.152 | 625.152 | 0 | 0 | 0 | 0 | 0 | 0 | 0 | 0 | 0 | 0 | 0 | 0 | 0 | 0 | 0 | 0 | 0 | 0 | 0 | 0 | 0 | 0 | 0 | 0 | 0 | 0 | 0
Mountain View | sp15 | ca | 5.6 | wind | 0 | 2001-09-28 | x | 0 | 0 | 0 | 0 | 0 | 0 | 0 | 0 | 0 | 236.544 | 236.544 | 236.544 | 236.544 | 236.544 | 236.544 | 236.544 | 236.544 | 236.544 | 236.544 | 236.544 | 236.544 | 0 | 0 | 0 | 0 | 0 | 0 | 0 | 0 | 0 | 0 | 0 | 0 | 0 | 0 | 0 | 0 | 0 | 0 | 0 | 0 | 0 | 0 | 0 | 0 | 0 | 0 | 0
Mountainview | sp15 | ca | 1000 | ng | 6707 | 2003-06-01 | x | 0 | 0 | 0 | 0 | 0 | 0 | 0 | 0 | 0 | 0 | 0 | 0 | 0 | 0 | 0 | 0 | 0 | 0 | 0 | 0 | 0 | 0 | 0 | 0 | 0 | 0 | 0 | 0 | 0 | 0 | 13909.632 | 13909.632 | 13909.632 | 13909.632 | 13909.632 | 13909.632 | 13909.632 | 13909.632 | 13909.632 | 13909.632 | 13909.632 | 13909.632 | 0 | 0 | 0 | 0 | 0 | 0
Pastoria Energy Facility | sp15 | ca | 750 | ng | 7000 | 2003-01-01 | x | 0 | 0 | 0 | 0 | 0 | 0 | 0 | 0 | 0 | 0 | 0 | 0 | 0 | 0 | 0 | 0 | 0 | 0 | 0 | 0 | 0 | 0 | 0 | 0 | 0 | 9504 | 9504 | 9504 | 9504 | 9504 | 9504 | 9504 | 9504 | 9504 | 9504 | 9504 | 9504 | 0 | 0 | 0 | 0 | 0 | 0 | 0 | 0 | 0 | 0 | 0
Blythe Energy | sp15 | ca | 520 | ng | 7000 | 2003-04-01 | x | 0 | 0 | 0 | 0 | 0 | 0 | 0 | 0 | 0 | 0 | 0 | 0 | 0 | 0 | 0 | 0 | 0 | 0 | 0 | 0 | 0 | 0 | 0 | 0 | 0 | 0 | 0 | 0 | 6589.44 | 6589.44 | 6589.44 | 6589.44 | 6589.44 | 6589.44 | 6589.44 | 6589.44 | 6589.44 | 6589.44 | 6589.44 | 6589.44 | 0 | 0 | 0 | 0 | 0 | 0 | 0 | 0
High Desert Power Project | sp15 | ca | 765 | ng | 7000 | 2003-07-01 | x | 0 | 0 | 0 | 0 | 0 | 0 | 0 | 0 | 0 | 0 | 0 | 0 | 0 | 0 | 0 | 0 | 0 | 0 | 0 | 0 | 0 | 0 | 0 | 0 | 0 | 0 | 0 | 0 | 0 | 0 | 0 | 9694.08 | 9694.08 | 9694.08 | 9694.08 | 9694.08 | 9694.08 | 9694.08 | 9694.08 | 9694.08 | 9694.08 | 9694.08 | 9694.08 | 0 | 0 | 0 | 0 | 0
Harbor Expansion | sp15 | ca | 30 | ng | 7100 | 2001-07-01 | x | 0 | 0 | 0 | 0 | 0 | 0 | 0 | 367.488 | 367.488 | 367.488 | 367.488 | 367.488 | 367.488 | 367.488 | 367.488 | 367.488 | 367.488 | 367.488 | 367.488 | 0 | 0 | 0 | 0 | 0 | 0 | 0 | 0 | 0 | 0 | 0 | 0 | 0 | 0 | 0 | 0 | 0 | 0 | 0 | 0 | 0 | 0 | 0 | 0 | 0 | 0 | 0 | 0 | 0
Harbor Expansion | sp15 | ca | 240 | ng | 7100 | 2001-11-20 | x | 0 | 0 | 0 | 0 | 0 | 0 | 0 | 0 | 0 | 0 | 0 | 2939.904 | 2939.904 | 2939.904 | 2939.904 | 2939.904 | 2939.904 | 2939.904 | 2939.904 | 2939.904 | 2939.904 | 2939.904 | 2939.904 | 0 | 0 | 0 | 0 | 0 | 0 | 0 | 0 | 0 | 0 | 0 | 0 | 0 | 0 | 0 | 0 | 0 | 0 | 0 | 0 | 0 | 0 | 0 | 0 | 0
Valero Cogen Project | sp15 | ca | 1 | refinery gas | 7100 | 2002-05-01 | x | 0 | 0 | 0 | 0 | 0 | 0 | 0 | 0 | 0 | 0 | 0 | 0 | 0 | 0 | 0 | 0 | 0 | 12.2496 | 12.2496 | 12.2496 | 12.2496 | 12.2496 | 12.2496 | 12.2496 | 12.2496 | 12.2496 | 12.2496 | 12.2496 | 12.2496 | 0 | 0 | 0 | 0 | 0 | 0 | 0 | 0 | 0 | 0 | 0 | 0 | 0 | 0 | 0 | 0 | 0 | 0 | 0
Otay Mesa | sp15 | ca | 580 | ng | 7100 | 2003-07-01 | x | 0 | 0 | 0 | 0 | 0 | 0 | 0 | 0 | 0 | 0 | 0 | 0 | 0 | 0 | 0 | 0 | 0 | 0 | 0 | 0 | 0 | 0 | 0 | 0 | 0 | 0 | 0 | 0 | 0 | 0 | 0 | 7104.768 | 7104.768 | 7104.768 | 7104.768 | 7104.768 | 7104.768 | 7104.768 | 7104.768 | 7104.768 | 7104.768 | 7104.768 | 7104.768 | 0 | 0 | 0 | 0 | 0
Woodland II | sp15 | ca | 80 | ng | 7860 | 2003-05-01 | x | 0 | 0 | 0 | 0 | 0 | 0 | 0 | 0 | 0 | 0 | 0 | 0 | 0 | 0 | 0 | 0 | 0 | 0 | 0 | 0 | 0 | 0 | 0 | 0 | 0 | 0 | 0 | 0 | 0 | 723.1488 | 723.1488 | 723.1488 | 723.1488 | 723.1488 | 723.1488 | 723.1488 | 723.1488 | 723.1488 | 723.1488 | 723.1488 | 723.1488 | 0 | 0 | 0 | 0 | 0 | 0 | 0
Valley LDWP 5 | sp15 | ca | 47.4 | ng | 9157 | 2001-11-12 | x | 0 | 0 | 0 | 0 | 0 | 0 | 0 | 0 | 0 | 0 | 0 | 168.7834 | 168.7834 | 168.7834 | 168.7834 | 168.7834 | 168.7834 | 168.7834 | 168.7834 | 168.7834 | 168.7834 | 168.7834 | 168.7834 | 0 | 0 | 0 | 0 | 0 | 0 | 0 | 0 | 0 | 0 | 0 | 0 | 0 | 0 | 0 | 0 | 0 | 0 | 0 | 0 | 0 | 0 | 0 | 0 | 0
PG&E Chula Vista | sp15 | ca | 44 | ng | 9700 | 2001-05-01 | x | 0 | 0 | 0 | 0 | 0 | 55.7568 | 55.7568 | 55.7568 | 55.7568 | 55.7568 | 55.7568 | 55.7568 | 55.7568 | 55.7568 | 55.7568 | 55.7568 | 55.7568 | 0 | 0 | 0 | 0 | 0 | 0 | 0 | 0 | 0 | 0 | 0 | 0 | 0 | 0 | 0 | 0 | 0 | 0 | 0 | 0 | 0 | 0 | 0 | 0 | 0 | 0 | 0 | 0 | 0 | 0 | 0
Larkspur Energy | sp15 | ca | 90 | ng | 9700 | 2001-07-13 | x | 0 | 0 | 0 | 0 | 0 | 0 | 0 | 114.048 | 114.048 | 114.048 | 114.048 | 114.048 | 114.048 | 114.048 | 114.048 | 114.048 | 114.048 | 114.048 | 114.048 | 0 | 0 | 0 | 0 | 0 | 0 | 0 | 0 | 0 | 0 | 0 | 0 | 0 | 0 | 0 | 0 | 0 | 0 | 0 | 0 | 0 | 0 | 0 | 0 | 0 | 0 | 0 | 0 | 0
Indigo Energy Facility | sp15 | ca | 90 | ng | 9700 | 2001-07-26 | x | 0 | 0 | 0 | 0 | 0 | 0 | 0 | 114.048 | 114.048 | 114.048 | 114.048 | 114.048 | 114.048 | 114.048 | 114.048 | 114.048 | 114.048 | 114.048 | 114.048 | 0 | 0 | 0 | 0 | 0 | 0 | 0 | 0 | 0 | 0 | 0 | 0 | 0 | 0 | 0 | 0 | 0 | 0 | 0 | 0 | 0 | 0 | 0 | 0 | 0 | 0 | 0 | 0 | 0
Alliance Drews | sp15 | ca | 40 | ng | 9700 | 2001-08-15 | x | 0 | 0 | 0 | 0 | 0 | 0 | 0 | 0 | 50.688 | 50.688 | 50.688 | 50.688 | 50.688 | 50.688 | 50.688 | 50.688 | 50.688 | 50.688 | 50.688 | 50.688 | 0 | 0 | 0 | 0 | 0 | 0 | 0 | 0 | 0 | 0 | 0 | 0 | 0 | 0 | 0 | 0 | 0 | 0 | 0 | 0 | 0 | 0 | 0 | 0 | 0 | 0 | 0 | 0
Ramco Escondido | sp15 | ca | 49.5 | ng | 9700 | 2001-08-17 | x | 0 | 0 | 0 | 0 | 0 | 0 | 0 | 0 | 62.7264 | 62.7264 | 62.7264 | 62.7264 | 62.7264 | 62.7264 | 62.7264 | 62.7264 | 62.7264 | 62.7264 | 62.7264 | 62.7264 | 0 | 0 | 0 | 0 | 0 | 0 | 0 | 0 | 0 | 0 | 0 | 0 | 0 | 0 | 0 | 0 | 0 | 0 | 0 | 0 | 0 | 0 | 0 | 0 | 0 | 0 | 0 | 0
Indigo Energy Facility | sp15 | ca | 45 | ng | 9700 | 2001-09-10 | x | 0 | 0 | 0 | 0 | 0 | 0 | 0 | 0 | 0 | 57.024 | 57.024 | 57.024 | 57.024 | 57.024 | 57.024 | 57.024 | 57.024 | 57.024 | 57.024 | 57.024 | 57.024 | 0 | 0 | 0 | 0 | 0 | 0 | 0 | 0 | 0 | 0 | 0 | 0 | 0 | 0 | 0 | 0 | 0 | 0 | 0 | 0 | 0 | 0 | 0 | 0 | 0 | 0 | 0
Allaince Century | sp15 | ca | 40 | ng | 9700 | 2001-09-11 | x | 0 | 0 | 0 | 0 | 0 | 0 | 0 | 0 | 0 | 50.688 | 50.688 | 50.688 | 50.688 | 50.688 | 50.688 | 50.688 | 50.688 | 50.688 | 50.688 | 50.688 | 50.688 | 0 | 0 | 0 | 0 | 0 | 0 | 0 | 0 | 0 | 0 | 0 | 0 | 0 | 0 | 0 | 0 | 0 | 0 | 0 | 0 | 0 | 0 | 0 | 0 | 0 | 0 | 0
CalPeak Enterprise #7 | sp15 | ca | 49.9 | ng | 9700 | 2001-09-30 | x | 0 | 0 | 0 | 0 | 0 | 0 | 0 | 0 | 0 | 63.2333 | 63.2333 | 63.2333 | 63.2333 | 63.2333 | 63.2333 | 63.2333 | 63.2333 | 63.2333 | 63.2333 | 63.2333 | 63.2333 | 0 | 0 | 0 | 0 | 0 | 0 | 0 | 0 | 0 | 0 | 0 | 0 | 0 | 0 | 0 | 0 | 0 | 0 | 0 | 0 | 0 | 0 | 0 | 0 | 0 | 0 | 0
Border Peaker | sp15 | ca | 49.5 | ng | 9700 | 2001-10-26 | x | 0 | 0 | 0 | 0 | 0 | 0 | 0 | 0 | 0 | 0 | 62.7264 | 62.7264 | 62.7264 | 62.7264 | 62.7264 | 62.7264 | 62.7264 | 62.7264 | 62.7264 | 62.7264 | 62.7264 | 62.7264 | 0 | 0 | 0 | 0 | 0 | 0 | 0 | 0 | 0 | 0 | 0 | 0 | 0 | 0 | 0 | 0 | 0 | 0 | 0 | 0 | 0 | 0 | 0 | 0 | 0 | 0
Springs Peaker | sp15 | ca | 40 | ng | 9700 | 2002-06-05 | x | 0 | 0 | 0 | 0 | 0 | 0 | 0 | 0 | 0 | 0 | 0 | 0 | 0 | 0 | 0 | 0 | 0 | 0 | 50.688 | 50.688 | 50.688 | 50.688 | 50.688 | 50.688 | 50.688 | 50.688 | 50.688 | 50.688 | 50.688 | 50.688 | 0 | 0 | 0 | 0 | 0 | 0 | 0 | 0 | 0 | 0 | 0 | 0 | 0 | 0 | 0 | 0 | 0 | 0
Sunrise Power Project | zp26 | ca | 265 | ng | 7000 | 2003-08-01 | x | 0 | 0 | 0 | 0 | 0 | 0 | 0 | 0 | 0 | 0 | 0 | 0 | 0 | 0 | 0 | 0 | 0 | 0 | 0 | 0 | 0 | 0 | 0 | 0 | 0 | 0 | 0 | 0 | 0 | 0 | 0 | 0 | 3358.08 | 3358.08 | 3358.08 | 3358.08 | 3358.08 | 3358.08 | 3358.08 | 3358.08 | 3358.08 | 3358.08 | 3358.08 | 3358.08 | 0 | 0 | 0 | 0
La Paloma 1 | zp26 | ca | 524 | ng | 7100 | 2002-07-01 | x | 0 | 0 | 0 | 0 | 0 | 0 | 0 | 0 | 0 | 0 | 0 | 0 | 0 | 0 | 0 | 0 | 0 | 0 | 0 | 6418.7904 | 6418.7904 | 6418.7904 | 6418.7904 | 6418.7904 | 6418.7904 | 6418.7904 | 6418.7904 | 6418.7904 | 6418.7904 | 6418.7904 | 6418.7904 | 0 | 0 | 0 | 0 | 0 | 0 | 0 | 0 | 0 | 0 | 0 | 0 | 0 | 0 | 0 | 0 | 0
La Paloma 2 | zp26 | ca | 524 | ng | 7100 | 2002-10-01 | x | 0 | 0 | 0 | 0 | 0 | 0 | 0 | 0 | 0 | 0 | 0 | 0 | 0 | 0 | 0 | 0 | 0 | 0 | 0 | 0 | 0 | 0 | 6418.7904 | 6418.7904 | 6418.7904 | 6418.7904 | 6418.7904 | 6418.7904 | 6418.7904 | 6418.7904 | 6418.7904 | 6418.7904 | 6418.7904 | 6418.7904 | 0 | 0 | 0 | 0 | 0 | 0 | 0 | 0 | 0 | 0 | 0 | 0 | 0 | 0
Elk Hills | zp26 | ca | 550 | ng | 7100 | 2003-03-01 | x | 0 | 0 | 0 | 0 | 0 | 0 | 0 | 0 | 0 | 0 | 0 | 0 | 0 | 0 | 0 | 0 | 0 | 0 | 0 | 0 | 0 | 0 | 0 | 0 | 0 | 0 | 0 | 6737.28 | 6737.28 | 6737.28 | 6737.28 | 6737.28 | 6737.28 | 6737.28 | 6737.28 | 6737.28 | 6737.28 | 6737.28 | 6737.28 | 0 | 0 | 0 | 0 | 0 | 0 | 0 | 0 | 0
Chowchilla Peaker | zp26 | ca | 49 | ng | 9700 | 2001-06-14 | x | 0 | 0 | 0 | 0 | 0 | 0 | 62.0928 | 62.0928 | 62.0928 | 62.0928 | 62.0928 | 62.0928 | 62.0928 | 62.0928 | 62.0928 | 62.0928 | 62.0928 | 62.0928 | 0 | 0 | 0 | 0 | 0 | 0 | 0 | 0 | 0 | 0 | 0 | 0 | 0 | 0 | 0 | 0 | 0 | 0 | 0 | 0 | 0 | 0 | 0 | 0 | 0 | 0 | 0 | 0 | 0 | 0
Hanford Energy | zp26 | ca | 95 | ng | 9700 | 2001-09-03 | x | 0 | 0 | 0 | 0 | 0 | 0 | 0 | 0 | 0 | 120.384 | 120.384 | 120.384 | 120.384 | 120.384 | 120.384 | 120.384 | 120.384 | 120.384 | 120.384 | 120.384 | 120.384 | 0 | 0 | 0 | 0 | 0 | 0 | 0 | 0 | 0 | 0 | 0 | 0 | 0 | 0 | 0 | 0 | 0 | 0 | 0 | 0 | 0 | 0 | 0 | 0 | 0 | 0 | 0
King City Peaker | zp26 | ca | 50 | ng | 9700 | 2002-01-14 | x | 0 | 0 | 0 | 0 | 0 | 0 | 0 | 0 | 0 | 0 | 0 | 0 | 0 | 63.36 | 63.36 | 63.36 | 63.36 | 63.36 | 63.36 | 63.36 | 63.36 | 63.36 | 63.36 | 63.36 | 63.36 | 0 | 0 | 0 | 0 | 0 | 0 | 0 | 0 | 0 | 0 | 0 | 0 | 0 | 0 | 0 | 0 | 0 | 0 | 0 | 0 | 0 | 0 | 0
TOTAL |  |  | 30164.9 |  |  |  | TOTAL | 0 | 2143.68 | 2143.68 | 2477.7984 | 2592.2147 | 2754.4163 | 21569.7386 | 41189.3738 | 49083.9875 | 55334.3806 | 56094.9118 | 60459.141 | 66185.1278 | 64735.451 | 64769.6654 | 64435.547 | 74865.2906 | 74715.3386 | 85343.9343 | 99860.9944 | 102680.3032 | 99198.3198 | 106077.315 | 102815.5498 | 97089.5629 | 109355.2141 | 109320.9997 | 130314.2797 | 133962.7597 | 148754.2573 | 180266.5582 | 163908.6789 | 164550.8748 | 162517.4412 | 169845.5532 | 175332.5292 | 175332.5292 | 170556.8748 | 170556.8748 | 149563.5948 | 135370.9548 | 120567.2076 | 59610.9888 | 41832.1728 | 30476.0544 | 29741.0784 | 14773.44 | 8184
CAN |  |  | 1426.9 |  |  |  | CAN | 0 | 2143.68 | 2143.68 | 2449.92 | 2509.056 | 2509.056 | 5448.96 | 5448.96 | 5702.4 | 6682.368 | 6809.088 | 7536.6298 | 9142.6537 | 6998.9737 | 6998.9737 | 6692.7337 | 6633.5977 | 6633.5977 | 3693.6937 | 3693.6937 | 6048.5737 | 5068.6057 | 5554.3657 | 4826.8239 | 3220.8 | 6676.4544 | 6676.4544 | 6676.4544 | 6676.4544 | 6676.4544 | 6676.4544 | 6676.4544 | 4068.1344 | 4803.1104 | 4190.6304 | 4190.6304 | 4190.6304 | 734.976 | 734.976 | 734.976 | 734.976 | 734.976 | 734.976 | 734.976 | 734.976 | 0 | 0 | 0
DSW |  |  | 11956 |  |  |  | DSW | 0 | 0 | 0 | 0 | 0 | 0 | 14236.0838 | 14236.0838 | 21401.0438 | 21401.0438 | 21401.0438 | 21401.0438 | 21401.0438 | 21401.0438 | 21401.0438 | 21401.0438 | 21401.0438 | 21401.0438 | 18928.8 | 26165.0189 | 27067.6454 | 29836.055 | 29836.055 | 30938.519 | 30938.519 | 30938.519 | 30938.519 | 45194.519 | 52797.719 | 60795.7574 | 85841.015 | 78604.7962 | 78535.248 | 75766.8384 | 90734.4768 | 89632.0128 | 89632.0128 | 97816.0128 | 97816.0128 | 83560.0128 | 75956.8128 | 67958.7744 | 31149.6768 | 31149.6768 | 23151.6384 | 23151.6384 | 8184 | 8184
NP15 |  |  | 4044.9 |  |  |  | NP15 | 0 | 0 | 0 | 27.8784 | 27.8784 | 83.6352 | 83.6352 | 12847.7184 | 12874.7098 | 12982.5738 | 12982.5738 | 12982.5738 | 13169.9927 | 13169.9927 | 13169.9927 | 13142.1143 | 23676.7703 | 23621.0135 | 24114.4189 | 24788.1469 | 24761.1556 | 24653.2915 | 24653.2915 | 24653.2915 | 24465.8726 | 24465.8726 | 24465.8726 | 24465.8726 | 13931.2166 | 13931.2166 | 13437.8112 | 0 | 0 | 0 | 0 | 0 | 0 | 0 | 0 | 0 | 0 | 0 | 0 | 0 | 0 | 0 | 0 | 0
PNW |  |  | 5107.5 |  |  |  | PNW | 0 | 0 | 0 | 0 | 55.2803 | 105.9683 | 118.6403 | 6378.6083 | 6410.2883 | 10419.824 | 10614.9728 | 11142.9728 | 15075.5168 | 15706.16 | 15740.3744 | 15740.3744 | 15694.5981 | 15643.9101 | 31150.2753 | 31934.1822 | 31940.5182 | 27930.9825 | 28344.0897 | 27816.0897 | 23883.5457 | 23252.9025 | 23218.6881 | 23218.6881 | 23209.1841 | 23209.1841 | 17927.636 | 11863.7292 | 11825.7132 | 11825.7132 | 11217.4572 | 17806.8972 | 17806.8972 | 17806.8972 | 17806.8972 | 17806.8972 | 17806.8972 | 17806.8972 | 7569.408 | 6589.44 | 6589.44 | 6589.44 | 6589.44 | 0
RM |  |  | 1000.9 |  |  |  | RM | 0 | 0 | 0 | 0 | 0 | 0 | 1564.5696 | 1564.5696 | 1868.6976 | 1868.6976 | 2244.6336 | 2244.6336 | 2244.6336 | 2244.6336 | 2244.6336 | 2244.6336 | 2244.6336 | 2244.6336 | 2297.0112 | 2297.0112 | 1992.8832 | 1992.8832 | 1616.9472 | 1616.9472 | 1616.9472 | 1616.9472 | 1616.9472 | 1616.9472 | 1616.9472 | 7699.5072 | 6082.56 | 6082.56 | 6082.56 | 6082.56 | 6082.56 | 6082.56 | 6082.56 | 6082.56 | 6082.56 | 6082.56 | 6082.56 | 0 | 0 | 0 | 0 | 0 | 0 | 0
SP15 |  |  | 4571.7 |  |  |  | SP15 | 0 | 0 | 0 | 0 | 0 | 55.7568 | 55.7568 | 651.3408 | 764.7552 | 1797.3965 | 1860.1229 | 4968.8103 | 4968.8103 | 4968.8103 | 4968.8103 | 4968.8103 | 4968.8103 | 4925.3031 | 4975.9911 | 4380.4071 | 4266.9927 | 3234.3514 | 3171.625 | 62.9376 | 62.9376 | 9566.9376 | 9566.9376 | 9566.9376 | 16156.3776 | 16867.2768 | 30726.2208 | 47525.0688 | 47525.0688 | 47525.0688 | 47525.0688 | 47525.0688 | 47525.0688 | 38021.0688 | 38021.0688 | 38021.0688 | 31431.6288 | 30708.48 | 16798.848 | 0 | 0 | 0 | 0 | 0
ZP26 |  |  | 2057 |  |  |  | ZP26 | 0 | 0 | 0 | 0 | 0 | 0 | 62.0928 | 62.0928 | 62.0928 | 182.4768 | 182.4768 | 182.4768 | 182.4768 | 245.8368 | 245.8368 | 245.8368 | 245.8368 | 245.8368 | 183.744 | 6602.5344 | 6602.5344 | 6482.1504 | 12900.9408 | 12900.9408 | 12900.9408 | 12837.5808 | 12837.5808 | 19574.8608 | 19574.8608 | 19574.8608 | 19574.8608 | 13156.0704 | 16514.1504 | 16514.1504 | 10095.36 | 10095.36 | 10095.36 | 10095.36 | 10095.36 | 3358.08 | 3358.08 | 3358.08 | 3358.08 | 3358.08 | 0 | 0 | 0 | 0
Total |  |  | 30164.9 |  |  |  | Total | 0 | 2143.68 | 2143.68 | 2477.7984 | 2592.2147 | 2754.4163 | 21569.7386 | 41189.3738 | 49083.9875 | 55334.3806 | 56094.9118 | 60459.141 | 66185.1278 | 64735.451 | 64769.6654 | 64435.547 | 74865.2906 | 74715.3386 | 85343.9343 | 99860.9944 | 102680.3032 | 99198.3198 | 106077.315 | 102815.5498 | 97089.5629 | 109355.2141 | 109320.9997 | 130314.2797 | 133962.7597 | 148754.2573 | 180266.5582 | 163908.6789 | 164550.8748 | 162517.4412 | 169845.5532 | 175332.5292 | 175332.5292 | 170556.8748 | 170556.8748 | 149563.5948 | 135370.9548 | 120567.2076 | 59610.9888 | 41832.1728 | 30476.0544 | 29741.0784 | 14773.44 | 8184

## Total
Assumptions
Gas Consumption efficiency gained as new Power Plants come online and displace current Power Plants with HR of 10,000
Wind/Others: | Utilization rate of 100%
Peakers: | Utilization rate of 25% on Peak
Baseload: | Utilization rate of 95% on Peak and 40% off peak
Power Plant | [48 empty] | Total | time axis 2001-01-01 to 2004-12-01
Wind/Others | 0 | 0 | 0 | 0 | 336 | 336 | 1056 | 1056 | 1920 | 6816 | 9672 | 13047.36 | 35511.36 | 39015.36 | 39015.36 | 39015.36 | 38679.36 | 38748.96 | 45180.96 | 45180.96 | 53220.96 | 48324.96 | 48924.96 | 45549.6 | 23085.6 | 19581.6 | 19581.6 | 19581.6 | 19581.6 | 19512 | 12360 | 12360 | 3456 | 3456 | 0 | 0 | 0 | 0 | 0 | 0 | 0 | 0 | 0 | 0 | 0 | 0 | 0 | 0 | 703163.52
Baseload | 0 | 8623.44 | 8623.44 | 9855.36 | 9855.36 | 9855.36 | 84545.1403 | 162042.2539 | 190864.9339 | 210477.5625 | 210477.5625 | 224964.9417 | 230188.2825 | 221564.8425 | 221564.8425 | 220332.9225 | 262710.9705 | 262710.9705 | 293538.3582 | 352835.0687 | 360654.6172 | 352178.5454 | 380463.4286 | 370410.9614 | 365187.6206 | 417320.7758 | 417320.7758 | 501771.0158 | 516486.0878 | 576037.5254 | 715730.601 | 650456.1049 | 659496.4436 | 651316.4948 | 683242.3388 | 705314.9468 | 705314.9468 | 686103.7916 | 686103.7916 | 601653.5516 | 544560.4316 | 485008.994 | 239798.7504 | 168279.4224 | 122596.8552 | 119640.2472 | 59429.52 | 32922 | 15970432.1989
Peakers | 0 | 0 | 0 | 22.176 | 66.149 | 195.173 | 291.941 | 574.181 | 1033.6274 | 1441.8876 | 1647.0156 | 1781.2751 | 2158.2133 | 2219.7013 | 2246.9173 | 2224.7413 | 2188.3284 | 2059.3044 | 3517.578 | 3339.9012 | 2910.6948 | 2502.4346 | 2297.3066 | 2163.047 | 1786.1088 | 1724.6208 | 1697.4048 | 1697.4048 | 1689.8448 | 1689.8448 | 134.8032 | 30.24 | 0 | 0 | 0 | 0 | 0 | 0 | 0 | 0 | 0 | 0 | 0 | 0 | 0 | 0 | 0 | 0 | 47331.8657
16720927.5847
Power Plant | 2001-01-01: Q1 01; 2001-02-01: Q2 01; 2001-03-01: Q3 01; 2001-04-01: Q4 01; 2001-05-01: Q1 02; 2001-06-01: Q2 02; 2001-07-01: Q3 02; 2001-08-01: Q4 02; 2001-09-01: Q1 03; 2001-10-01: Q2 03; 2001-11-01: Q3 03; 2001-12-01: Q4 03; 2002-01-01: Q1 04; 2002-02-01: Q2 04; 2002-03-01: Q3 04; 2002-04-01: Q4 04; 2002-05-01: Total
Wind/Others | 2001-01-01: 0; 2001-02-01: 224; 2001-03-01: 1344; 2001-04-01: 9845.12; 2001-05-01: 37847.36; 2001-06-01: 38814.56; 2001-07-01: 47860.96; 2001-08-01: 47599.84; 2001-09-01: 20749.6; 2001-10-01: 19558.4; 2001-11-01: 9392; 2001-12-01: 1152; 2002-01-01: 0; 2002-02-01: 0; 2002-03-01: 0; 2002-04-01: 0; 2002-05-01: 234387.84
Baseload | 2001-01-01: 5748.96; 2001-02-01: 9855.36; 2001-03-01: 145817.4427; 2001-04-01: 215306.6889; 2001-05-01: 224439.3225; 2001-06-01: 248584.9545; 2001-07-01: 335676.0147; 2001-08-01: 367684.3118; 2001-09-01: 399943.0574; 2001-10-01: 531431.543; 2001-11-01: 675227.7165; 2001-12-01: 679957.9268; 2002-01-01: 692507.51; 2002-02-01: 543740.9924; 2002-03-01: 297695.7223; 2002-04-01: 70663.9224; 2002-05-01: 5444281.4459
Peakers | 2001-01-01: 0; 2001-02-01: 94.4993; 2001-03-01: 633.2498; 2001-04-01: 1623.3927; 2001-05-01: 2208.2773; 2001-06-01: 2157.458; 2001-07-01: 3256.058; 2001-08-01: 2320.9294; 2001-09-01: 1736.0448; 2001-10-01: 1692.3648; 2001-11-01: 55.0144; 2001-12-01: 0; 2002-01-01: 0; 2002-02-01: 0; 2002-03-01: 0; 2002-04-01: 0; 2002-05-01: 15777.2886
5694446.5745

## efficiency
Assuming 100% Utilization rate, plants working 24 hours a day
[7 empty] | Heat Rate | 10000 | 10000 | 10000 | 10000 | 10000 | 10000 | 10000 | 10000 | 10000 | 10000 | 10000 | 10000 | 10000 | 10000 | 10000 | 10000 | 10000 | 10000 | 10000 | 10000 | 10000 | 10000 | 10000 | 10000 | 10000 | 10000 | 10000 | 10000 | 10000 | 10000 | 10000 | 10000 | 10000 | 10000 | 10000 | 10000 | 10000 | 10000 | 10000 | 10000 | 10000 | 10000 | 10000 | 10000 | 10000 | 10000 | 10000 | 10000
[7 empty] | UTILIZ. | 100% | 100% | 80% | 70% | 60% | 80% | 100% | 100% | 100% | 80% | 90% | 100% | 100% | 100% | 100% | 100% | 100% | 100% | 100% | 100% | 100% | 100% | 100% | 100% | 100% | 100% | 100% | 100% | 100% | 100% | 100% | 100% | 100% | 100% | 100% | 100% | 100% | 100% | 100% | 100% | 100% | 100% | 100% | 100% | 100% | 100% | 100% | 100%
PlantName | Region | State | Capacity | Fuel | HeatRate | OnlineDate | [49 empty] | Q1 01 | Q2 01 | Q3 01 | Q4 01 | Q1 02 | Q2 02 | Q3 02 | Q4 02 | Q1 03 | Q2 03 | Q3 03 | Q4 03 | Q1 04 | Q2 04 | Q3 04 | Q4 04 | time axis 2001-01-01 to 2004-12-01
Vision Quest | can | ab | 1.4 | wind | 0 | 2001-04-16 | x | 0 | 0 | 0 | 0 | 201.6 | 268.8 | 336 | 336 | 336 | 268.8 | 302.4 | 336 | 336 | 336 | 336 | 336 | 0 | 0 | 0 | 0 | 0 | 0 | 0 | 0 | 0 | 0 | 0 | 0 | 0 | 0 | 0 | 0 | 0 | 0 | 0 | 0 | 0 | 0 | 0 | 0 | 0 | 0 | 0 | 0 | 0 | 0 | 0 | 0 | 0 | 156.8 | 336 | 302.4 | 336 | 112 | 0 | 0 | 0 | 0 | 0 | 0 | 0 | 0 | 0 | 0
Vision Quest | can | ab | 3.6 | wind | 0 | 2001-08-10 | x | 0 | 0 | 0 | 0 | 0 | 0 | 0 | 0 | 864 | 691.2 | 777.6 | 864 | 864 | 864 | 864 | 864 | 864 | 864 | 864 | 864 | 0 | 0 | 0 | 0 | 0 | 0 | 0 | 0 | 0 | 0 | 0 | 0 | 0 | 0 | 0 | 0 | 0 | 0 | 0 | 0 | 0 | 0 | 0 | 0 | 0 | 0 | 0 | 0 | 0 | 0 | 288 | 777.6 | 864 | 864 | 576 | 0 | 0 | 0 | 0 | 0 | 0 | 0 | 0 | 0
Vision Quest | can | ab | 3 | wind | 0 | 2001-10-01 | x | 0 | 0 | 0 | 0 | 0 | 0 | 0 | 0 | 0 | 0 | 648 | 720 | 720 | 720 | 720 | 720 | 720 | 720 | 720 | 720 | 720 | 720 | 0 | 0 | 0 | 0 | 0 | 0 | 0 | 0 | 0 | 0 | 0 | 0 | 0 | 0 | 0 | 0 | 0 | 0 | 0 | 0 | 0 | 0 | 0 | 0 | 0 | 0 | 0 | 0 | 0 | 456 | 720 | 720 | 720 | 240 | 0 | 0 | 0 | 0 | 0 | 0 | 0 | 0
Vision Quest | can | ab | 0.8 | wind | 0 | 2001-12-01 | x | 0 | 0 | 0 | 0 | 0 | 0 | 0 | 0 | 0 | 0 | 0 | 0 | 192 | 192 | 192 | 192 | 192 | 192 | 192 | 192 | 192 | 192 | 192 | 192 | 0 | 0 | 0 | 0 | 0 | 0 | 0 | 0 | 0 | 0 | 0 | 0 | 0 | 0 | 0 | 0 | 0 | 0 | 0 | 0 | 0 | 0 | 0 | 0 | 0 | 0 | 0 | 0 | 192 | 192 | 192 | 192 | 0 | 0 | 0 | 0 | 0 | 0 | 0 | 0
Pincher Creek | can | ab | 37.1 | wind | 0 | 2002-08-01 | x | 0 | 0 | 0 | 0 | 0 | 0 | 0 | 0 | 0 | 0 | 0 | 0 | 0 | 0 | 0 | 0 | 0 | 0 | 0 | 0 | 8904 | 8904 | 8904 | 8904 | 8904 | 8904 | 8904 | 8904 | 8904 | 8904 | 8904 | 8904 | 0 | 0 | 0 | 0 | 0 | 0 | 0 | 0 | 0 | 0 | 0 | 0 | 0 | 0 | 0 | 0 | 0 | 0 | 0 | 0 | 0 | 0 | 2968 | 8904 | 8904 | 8904 | 5936 | 0 | 0 | 0 | 0 | 0
Medicine Hat | can | ab | 25 | ng | 7100 | 2001-01-01 | x | 0 | 1740 | 1392 | 1218 | 1044 | 1392 | 1740 | 1740 | 1740 | 1392 | 1566 | 1740 | 1740 | 0 | 0 | 0 | 0 | 0 | 0 | 0 | 0 | 0 | 0 | 0 | 0 | 0 | 0 | 0 | 0 | 0 | 0 | 0 | 0 | 0 | 0 | 0 | 0 | 0 | 0 | 0 | 0 | 0 | 0 | 0 | 0 | 0 | 0 | 0 | 1044 | 1218 | 1740 | 1566 | 580 | 0 | 0 | 0 | 0 | 0 | 0 | 0 | 0 | 0 | 0 | 0
Millenium | can | ab | 150 | ng | 7100 | 2001-01-15 | x | 0 | 10440 | 8352 | 7308 | 6264 | 8352 | 10440 | 10440 | 10440 | 8352 | 9396 | 10440 | 10440 | 0 | 0 | 0 | 0 | 0 | 0 | 0 | 0 | 0 | 0 | 0 | 0 | 0 | 0 | 0 | 0 | 0 | 0 | 0 | 0 | 0 | 0 | 0 | 0 | 0 | 0 | 0 | 0 | 0 | 0 | 0 | 0 | 0 | 0 | 0 | 6264 | 7308 | 10440 | 9396 | 3480 | 0 | 0 | 0 | 0 | 0 | 0 | 0 | 0 | 0 | 0 | 0
Edmonton | can | ab | 25 | ng | 7100 | 2001-03-01 | x | 0 | 0 | 0 | 1218 | 1044 | 1392 | 1740 | 1740 | 1740 | 1392 | 1566 | 1740 | 1740 | 1740 | 1740 | 0 | 0 | 0 | 0 | 0 | 0 | 0 | 0 | 0 | 0 | 0 | 0 | 0 | 0 | 0 | 0 | 0 | 0 | 0 | 0 | 0 | 0 | 0 | 0 | 0 | 0 | 0 | 0 | 0 | 0 | 0 | 0 | 0 | 0 | 1218 | 1740 | 1566 | 1740 | 0 | 0 | 0 | 0 | 0 | 0 | 0 | 0 | 0 | 0 | 0
Island Cogen | can | bc | 240 | ng | 7100 | 2001-06-24 | x | 0 | 0 | 0 | 0 | 0 | 0 | 16704 | 16704 | 16704 | 13363.2 | 15033.6 | 16704 | 16704 | 16704 | 16704 | 16704 | 16704 | 16704 | 0 | 0 | 0 | 0 | 0 | 0 | 0 | 0 | 0 | 0 | 0 | 0 | 0 | 0 | 0 | 0 | 0 | 0 | 0 | 0 | 0 | 0 | 0 | 0 | 0 | 0 | 0 | 0 | 0 | 0 | 0 | 0 | 16704 | 15033.6 | 16704 | 16704 | 0 | 0 | 0 | 0 | 0 | 0 | 0 | 0 | 0 | 0
Carseland | can | ab | 80 | ng | 7100 | 2001-09-25 | x | 0 | 0 | 0 | 0 | 0 | 0 | 0 | 0 | 0 | 4454.4 | 5011.2 | 5568 | 5568 | 5568 | 5568 | 5568 | 5568 | 5568 | 5568 | 5568 | 5568 | 0 | 0 | 0 | 0 | 0 | 0 | 0 | 0 | 0 | 0 | 0 | 0 | 0 | 0 | 0 | 0 | 0 | 0 | 0 | 0 | 0 | 0 | 0 | 0 | 0 | 0 | 0 | 0 | 0 | 0 | 5011.2 | 5568 | 5568 | 5568 | 0 | 0 | 0 | 0 | 0 | 0 | 0 | 0 | 0
Cavalier | can | ab | 26 | ng | 7100 | 2001-11-26 | x | 0 | 0 | 0 | 0 | 0 | 0 | 0 | 0 | 0 | 0 | 0 | 1809.6 | 1809.6 | 1809.6 | 1809.6 | 1809.6 | 1809.6 | 1809.6 | 1809.6 | 1809.6 | 1809.6 | 1809.6 | 1809.6 | 0 | 0 | 0 | 0 | 0 | 0 | 0 | 0 | 0 | 0 | 0 | 0 | 0 | 0 | 0 | 0 | 0 | 0 | 0 | 0 | 0 | 0 | 0 | 0 | 0 | 0 | 0 | 0 | 603.2 | 1809.6 | 1809.6 | 1809.6 | 1206.4 | 0 | 0 | 0 | 0 | 0 | 0 | 0 | 0
Redwater | can | ab | 28 | ng | 7100 | 2001-11-28 | x | 0 | 0 | 0 | 0 | 0 | 0 | 0 | 0 | 0 | 0 | 0 | 1948.8 | 1948.8 | 1948.8 | 1948.8 | 1948.8 | 1948.8 | 1948.8 | 1948.8 | 1948.8 | 1948.8 | 1948.8 | 1948.8 | 0 | 0 | 0 | 0 | 0 | 0 | 0 | 0 | 0 | 0 | 0 | 0 | 0 | 0 | 0 | 0 | 0 | 0 | 0 | 0 | 0 | 0 | 0 | 0 | 0 | 0 | 0 | 0 | 649.6 | 1948.8 | 1948.8 | 1948.8 | 1299.2 | 0 | 0 | 0 | 0 | 0 | 0 | 0 | 0
Balzac | can | ab | 106 | ng | 7100 | 2001-12-01 | x | 0 | 0 | 0 | 0 | 0 | 0 | 0 | 0 | 0 | 0 | 0 | 0 | 7377.6 | 7377.6 | 7377.6 | 7377.6 | 7377.6 | 7377.6 | 7377.6 | 7377.6 | 7377.6 | 7377.6 | 7377.6 | 7377.6 | 0 | 0 | 0 | 0 | 0 | 0 | 0 | 0 | 0 | 0 | 0 | 0 | 0 | 0 | 0 | 0 | 0 | 0 | 0 | 0 | 0 | 0 | 0 | 0 | 0 | 0 | 0 | 0 | 7377.6 | 7377.6 | 7377.6 | 7377.6 | 0 | 0 | 0 | 0 | 0 | 0 | 0 | 0
Muskeg River Cogen | can | ab | 85 | ng | 7100 | 2002-08-01 | x | 0 | 0 | 0 | 0 | 0 | 0 | 0 | 0 | 0 | 0 | 0 | 0 | 0 | 0 | 0 | 0 | 0 | 0 | 0 | 0 | 5916 | 5916 | 5916 | 5916 | 5916 | 5916 | 5916 | 5916 | 5916 | 5916 | 5916 | 5916 | 0 | 0 | 0 | 0 | 0 | 0 | 0 | 0 | 0 | 0 | 0 | 0 | 0 | 0 | 0 | 0 | 0 | 0 | 0 | 0 | 0 | 0 | 1972 | 5916 | 5916 | 5916 | 3944 | 0 | 0 | 0 | 0 | 0
Scotford Power Plant | can | ab | 50 | ng | 7100 | 2002-10-01 | x | 0 | 0 | 0 | 0 | 0 | 0 | 0 | 0 | 0 | 0 | 0 | 0 | 0 | 0 | 0 | 0 | 0 | 0 | 0 | 0 | 0 | 0 | 3480 | 3480 | 3480 | 3480 | 3480 | 3480 | 3480 | 3480 | 3480 | 3480 | 3480 | 3480 | 0 | 0 | 0 | 0 | 0 | 0 | 0 | 0 | 0 | 0 | 0 | 0 | 0 | 0 | 0 | 0 | 0 | 0 | 0 | 0 | 0 | 2320 | 3480 | 3480 | 3480 | 1160 | 0 | 0 | 0 | 0
Cold Lake | can | ab | 60 | ng | 7100 | 2003-09-01 | x | 0 | 0 | 0 | 0 | 0 | 0 | 0 | 0 | 0 | 0 | 0 | 0 | 0 | 0 | 0 | 0 | 0 | 0 | 0 | 0 | 0 | 0 | 0 | 0 | 0 | 0 | 0 | 0 | 0 | 0 | 0 | 0 | 0 | 4176 | 4176 | 4176 | 4176 | 4176 | 4176 | 4176 | 4176 | 4176 | 4176 | 4176 | 4176 | 0 | 0 | 0 | 0 | 0 | 0 | 0 | 0 | 0 | 0 | 0 | 0 | 0 | 0 | 4176 | 4176 | 4176 | 4176 | 0
Calgary Energy Center | can | ab | 300 | ng | 7273 | 2003-01-01 | x | 0 | 0 | 0 | 0 | 0 | 0 | 0 | 0 | 0 | 0 | 0 | 0 | 0 | 0 | 0 | 0 | 0 | 0 | 0 | 0 | 0 | 0 | 0 | 0 | 0 | 19634.4 | 19634.4 | 19634.4 | 19634.4 | 19634.4 | 19634.4 | 19634.4 | 19634.4 | 19634.4 | 19634.4 | 19634.4 | 19634.4 | 0 | 0 | 0 | 0 | 0 | 0 | 0 | 0 | 0 | 0 | 0 | 0 | 0 | 0 | 0 | 0 | 0 | 0 | 0 | 13089.6 | 19634.4 | 19634.4 | 19634.4 | 6544.8 | 0 | 0 | 0
Rainbow Lake | can | ab | 46 | ng | 8891 | 2001-12-29 | x | 0 | 0 | 0 | 0 | 0 | 0 | 0 | 0 | 0 | 0 | 0 | 0 | 1224.336 | 1224.336 | 1224.336 | 1224.336 | 1224.336 | 1224.336 | 1224.336 | 1224.336 | 1224.336 | 1224.336 | 1224.336 | 1224.336 | 0 | 0 | 0 | 0 | 0 | 0 | 0 | 0 | 0 | 0 | 0 | 0 | 0 | 0 | 0 | 0 | 0 | 0 | 0 | 0 | 0 | 0 | 0 | 0 | 0 | 0 | 0 | 0 | 1224.336 | 1224.336 | 1224.336 | 1224.336 | 0 | 0 | 0 | 0 | 0 | 0 | 0 | 0
Sundance | can | ab | 34 | coal | 9540 | 2001-11-14 | x | 0 | 0 | 0 | 0 | 0 | 0 | 0 | 0 | 0 | 0 | 0 | 375.36 | 375.36 | 375.36 | 375.36 | 375.36 | 375.36 | 375.36 | 375.36 | 375.36 | 375.36 | 375.36 | 375.36 | 0 | 0 | 0 | 0 | 0 | 0 | 0 | 0 | 0 | 0 | 0 | 0 | 0 | 0 | 0 | 0 | 0 | 0 | 0 | 0 | 0 | 0 | 0 | 0 | 0 | 0 | 0 | 0 | 125.12 | 375.36 | 375.36 | 375.36 | 250.24 | 0 | 0 | 0 | 0 | 0 | 0 | 0 | 0
Cavalier | can | ab | 80 | ng | 9700 | 2001-08-01 | x | 0 | 0 | 0 | 0 | 0 | 0 | 0 | 0 | 576 | 460.8 | 518.4 | 576 | 576 | 576 | 576 | 576 | 576 | 576 | 576 | 576 | 0 | 0 | 0 | 0 | 0 | 0 | 0 | 0 | 0 | 0 | 0 | 0 | 0 | 0 | 0 | 0 | 0 | 0 | 0 | 0 | 0 | 0 | 0 | 0 | 0 | 0 | 0 | 0 | 0 | 0 | 192 | 518.4 | 576 | 576 | 384 | 0 | 0 | 0 | 0 | 0 | 0 | 0 | 0 | 0
Valleyview | can | ab | 46 | ng | 9700 | 2001-12-11 | x | 0 | 0 | 0 | 0 | 0 | 0 | 0 | 0 | 0 | 0 | 0 | 0 | 331.2 | 331.2 | 331.2 | 331.2 | 331.2 | 331.2 | 331.2 | 331.2 | 331.2 | 331.2 | 331.2 | 331.2 | 0 | 0 | 0 | 0 | 0 | 0 | 0 | 0 | 0 | 0 | 0 | 0 | 0 | 0 | 0 | 0 | 0 | 0 | 0 | 0 | 0 | 0 | 0 | 0 | 0 | 0 | 0 | 0 | 331.2 | 331.2 | 331.2 | 331.2 | 0 | 0 | 0 | 0 | 0 | 0 | 0 | 0
Arlington Valley | dsw | az | 580 | ng | 6707 | 2002-08-01 | x | 0 | 0 | 0 | 0 | 0 | 0 | 0 | 0 | 0 | 0 | 0 | 0 | 0 | 0 | 0 | 0 | 0 | 0 | 0 | 0 | 45838.56 | 45838.56 | 45838.56 | 45838.56 | 45838.56 | 45838.56 | 45838.56 | 45838.56 | 45838.56 | 45838.56 | 45838.56 | 45838.56 | 0 | 0 | 0 | 0 | 0 | 0 | 0 | 0 | 0 | 0 | 0 | 0 | 0 | 0 | 0 | 0 | 0 | 0 | 0 | 0 | 0 | 0 | 15279.52 | 45838.56 | 45838.56 | 45838.56 | 30559.04 | 0 | 0 | 0 | 0 | 0
Gila River (Phase 1) | dsw | az | 575 | ng | 6707 | 2003-05-01 | x | 0 | 0 | 0 | 0 | 0 | 0 | 0 | 0 | 0 | 0 | 0 | 0 | 0 | 0 | 0 | 0 | 0 | 0 | 0 | 0 | 0 | 0 | 0 | 0 | 0 | 0 | 0 | 0 | 0 | 45443.4 | 45443.4 | 45443.4 | 45443.4 | 45443.4 | 45443.4 | 45443.4 | 45443.4 | 45443.4 | 45443.4 | 45443.4 | 45443.4 | 0 | 0 | 0 | 0 | 0 | 0 | 0 | 0 | 0 | 0 | 0 | 0 | 0 | 0 | 0 | 0 | 15147.8 | 45443.4 | 45443.4 | 45443.4 | 30295.6 | 0 | 0
Moapa Energy Facility 2 | dsw | nv | 600 | ng | 6707 | 2003-06-01 | x | 0 | 0 | 0 | 0 | 0 | 0 | 0 | 0 | 0 | 0 | 0 | 0 | 0 | 0 | 0 | 0 | 0 | 0 | 0 | 0 | 0 | 0 | 0 | 0 | 0 | 0 | 0 | 0 | 0 | 0 | 47419.2 | 47419.2 | 47419.2 | 47419.2 | 47419.2 | 47419.2 | 47419.2 | 47419.2 | 47419.2 | 47419.2 | 47419.2 | 47419.2 | 0 | 0 | 0 | 0 | 0 | 0 | 0 | 0 | 0 | 0 | 0 | 0 | 0 | 0 | 0 | 0 | 47419.2 | 47419.2 | 47419.2 | 47419.2 | 0 | 0
Gila River (Phase 2) | dsw | az | 575 | ng | 6707 | 2003-06-15 | x | 0 | 0 | 0 | 0 | 0 | 0 | 0 | 0 | 0 | 0 | 0 | 0 | 0 | 0 | 0 | 0 | 0 | 0 | 0 | 0 | 0 | 0 | 0 | 0 | 0 | 0 | 0 | 0 | 0 | 0 | 45443.4 | 45443.4 | 45443.4 | 45443.4 | 45443.4 | 45443.4 | 45443.4 | 45443.4 | 45443.4 | 45443.4 | 45443.4 | 45443.4 | 0 | 0 | 0 | 0 | 0 | 0 | 0 | 0 | 0 | 0 | 0 | 0 | 0 | 0 | 0 | 0 | 45443.4 | 45443.4 | 45443.4 | 45443.4 | 0 | 0
Gila River (Phase 3) | dsw | az | 575 | ng | 6707 | 2003-08-15 | x | 0 | 0 | 0 | 0 | 0 | 0 | 0 | 0 | 0 | 0 | 0 | 0 | 0 | 0 | 0 | 0 | 0 | 0 | 0 | 0 | 0 | 0 | 0 | 0 | 0 | 0 | 0 | 0 | 0 | 0 | 0 | 0 | 45443.4 | 45443.4 | 45443.4 | 45443.4 | 45443.4 | 45443.4 | 45443.4 | 45443.4 | 45443.4 | 45443.4 | 45443.4 | 45443.4 | 0 | 0 | 0 | 0 | 0 | 0 | 0 | 0 | 0 | 0 | 0 | 0 | 0 | 0 | 15147.8 | 45443.4 | 45443.4 | 45443.4 | 30295.6 | 0
Gila River (Phase 4) | dsw | az | 575 | ng | 6707 | 2003-10-01 | x | 0 | 0 | 0 | 0 | 0 | 0 | 0 | 0 | 0 | 0 | 0 | 0 | 0 | 0 | 0 | 0 | 0 | 0 | 0 | 0 | 0 | 0 | 0 | 0 | 0 | 0 | 0 | 0 | 0 | 0 | 0 | 0 | 0 | 0 | 45443.4 | 45443.4 | 45443.4 | 45443.4 | 45443.4 | 45443.4 | 45443.4 | 45443.4 | 45443.4 | 45443.4 | 45443.4 | 45443.4 | 0 | 0 | 0 | 0 | 0 | 0 | 0 | 0 | 0 | 0 | 0 | 0 | 0 | 30295.6 | 45443.4 | 45443.4 | 45443.4 | 15147.8
South Point | dsw | az | 555 | ng | 6793 | 2001-06-07 | x | 0 | 0 | 0 | 0 | 0 | 0 | 42717.24 | 42717.24 | 42717.24 | 34173.792 | 38445.516 | 42717.24 | 42717.24 | 42717.24 | 42717.24 | 42717.24 | 42717.24 | 42717.24 | 0 | 0 | 0 | 0 | 0 | 0 | 0 | 0 | 0 | 0 | 0 | 0 | 0 | 0 | 0 | 0 | 0 | 0 | 0 | 0 | 0 | 0 | 0 | 0 | 0 | 0 | 0 | 0 | 0 | 0 | 0 | 0 | 42717.24 | 38445.516 | 42717.24 | 42717.24 | 0 | 0 | 0 | 0 | 0 | 0 | 0 | 0 | 0 | 0
Mesquite Power GS 2 | dsw | az | 625 | ng | 6900 | 2004-01-01 | x | 0 | 0 | 0 | 0 | 0 | 0 | 0 | 0 | 0 | 0 | 0 | 0 | 0 | 0 | 0 | 0 | 0 | 0 | 0 | 0 | 0 | 0 | 0 | 0 | 0 | 0 | 0 | 0 | 0 | 0 | 0 | 0 | 0 | 0 | 0 | 0 | 0 | 46500 | 46500 | 46500 | 46500 | 46500 | 46500 | 46500 | 46500 | 46500 | 46500 | 46500 | 0 | 0 | 0 | 0 | 0 | 0 | 0 | 0 | 0 | 0 | 0 | 0 | 31000 | 46500 | 46500 | 46500
Apex Industrial Park | dsw | nv | 500 | ng | 7000 | 2003-03-01 | x | 0 | 0 | 0 | 0 | 0 | 0 | 0 | 0 | 0 | 0 | 0 | 0 | 0 | 0 | 0 | 0 | 0 | 0 | 0 | 0 | 0 | 0 | 0 | 0 | 0 | 0 | 0 | 36000 | 36000 | 36000 | 36000 | 36000 | 36000 | 36000 | 36000 | 36000 | 36000 | 36000 | 36000 | 0 | 0 | 0 | 0 | 0 | 0 | 0 | 0 | 0 | 0 | 0 | 0 | 0 | 0 | 0 | 0 | 0 | 0 | 36000 | 36000 | 36000 | 36000 | 0 | 0 | 0
Mesquite Power GS 1 | dsw | az | 625 | ng | 7000 | 2003-03-01 | x | 0 | 0 | 0 | 0 | 0 | 0 | 0 | 0 | 0 | 0 | 0 | 0 | 0 | 0 | 0 | 0 | 0 | 0 | 0 | 0 | 0 | 0 | 0 | 0 | 0 | 0 | 0 | 45000 | 45000 | 45000 | 45000 | 45000 | 45000 | 45000 | 45000 | 45000 | 45000 | 45000 | 45000 | 0 | 0 | 0 | 0 | 0 | 0 | 0 | 0 | 0 | 0 | 0 | 0 | 0 | 0 | 0 | 0 | 0 | 0 | 45000 | 45000 | 45000 | 45000 | 0 | 0 | 0
Moapa Energy Facility 1 | dsw | nv | 600 | ng | 7000 | 2003-04-01 | x | 0 | 0 | 0 | 0 | 0 | 0 | 0 | 0 | 0 | 0 | 0 | 0 | 0 | 0 | 0 | 0 | 0 | 0 | 0 | 0 | 0 | 0 | 0 | 0 | 0 | 0 | 0 | 0 | 43200 | 43200 | 43200 | 43200 | 43200 | 43200 | 43200 | 43200 | 43200 | 43200 | 43200 | 43200 | 0 | 0 | 0 | 0 | 0 | 0 | 0 | 0 | 0 | 0 | 0 | 0 | 0 | 0 | 0 | 0 | 0 | 28800 | 43200 | 43200 | 43200 | 14400 | 0 | 0
Reliant Energy Bighorn | dsw | nv | 575 | ng | 7000 | 2003-06-01 | x | 0 | 0 | 0 | 0 | 0 | 0 | 0 | 0 | 0 | 0 | 0 | 0 | 0 | 0 | 0 | 0 | 0 | 0 | 0 | 0 | 0 | 0 | 0 | 0 | 0 | 0 | 0 | 0 | 0 | 0 | 41400 | 41400 | 41400 | 41400 | 41400 | 41400 | 41400 | 41400 | 41400 | 41400 | 41400 | 41400 | 0 | 0 | 0 | 0 | 0 | 0 | 0 | 0 | 0 | 0 | 0 | 0 | 0 | 0 | 0 | 0 | 41400 | 41400 | 41400 | 41400 | 0 | 0
Harquahala | dsw | az | 1040 | ng | 7000 | 2003-06-01 | x | 0 | 0 | 0 | 0 | 0 | 0 | 0 | 0 | 0 | 0 | 0 | 0 | 0 | 0 | 0 | 0 | 0 | 0 | 0 | 0 | 0 | 0 | 0 | 0 | 0 | 0 | 0 | 0 | 0 | 0 | 74880 | 74880 | 74880 | 74880 | 74880 | 74880 | 74880 | 74880 | 74880 | 74880 | 74880 | 74880 | 0 | 0 | 0 | 0 | 0 | 0 | 0 | 0 | 0 | 0 | 0 | 0 | 0 | 0 | 0 | 0 | 74880 | 74880 | 74880 | 74880 | 0 | 0
Luna Energy Facility | dsw | az | 550 | ng | 7000 | 2003-10-01 | x | 0 | 0 | 0 | 0 | 0 | 0 | 0 | 0 | 0 | 0 | 0 | 0 | 0 | 0 | 0 | 0 | 0 | 0 | 0 | 0 | 0 | 0 | 0 | 0 | 0 | 0 | 0 | 0 | 0 | 0 | 0 | 0 | 0 | 0 | 39600 | 39600 | 39600 | 39600 | 39600 | 39600 | 39600 | 39600 | 39600 | 39600 | 39600 | 39600 | 0 | 0 | 0 | 0 | 0 | 0 | 0 | 0 | 0 | 0 | 0 | 0 | 0 | 26400 | 39600 | 39600 | 39600 | 13200
Kyrene Expansion Project | dsw | az | 250 | ng | 7100 | 2002-06-01 | x | 0 | 0 | 0 | 0 | 0 | 0 | 0 | 0 | 0 | 0 | 0 | 0 | 0 | 0 | 0 | 0 | 0 | 0 | 17400 | 17400 | 17400 | 17400 | 17400 | 17400 | 17400 | 17400 | 17400 | 17400 | 17400 | 17400 | 0 | 0 | 0 | 0 | 0 | 0 | 0 | 0 | 0 | 0 | 0 | 0 | 0 | 0 | 0 | 0 | 0 | 0 | 0 | 0 | 0 | 0 | 0 | 0 | 17400 | 17400 | 17400 | 17400 | 0 | 0 | 0 | 0 | 0 | 0
Red Hawk (Phase 1) | dsw | az | 580 | ng | 7100 | 2002-06-01 | x | 0 | 0 | 0 | 0 | 0 | 0 | 0 | 0 | 0 | 0 | 0 | 0 | 0 | 0 | 0 | 0 | 0 | 0 | 40368 | 40368 | 40368 | 40368 | 40368 | 40368 | 40368 | 40368 | 40368 | 40368 | 40368 | 40368 | 0 | 0 | 0 | 0 | 0 | 0 | 0 | 0 | 0 | 0 | 0 | 0 | 0 | 0 | 0 | 0 | 0 | 0 | 0 | 0 | 0 | 0 | 0 | 0 | 40368 | 40368 | 40368 | 40368 | 0 | 0 | 0 | 0 | 0 | 0
Red Hawk (Phase 2) | dsw | az | 580 | ng | 7100 | 2002-07-01 | x | 0 | 0 | 0 | 0 | 0 | 0 | 0 | 0 | 0 | 0 | 0 | 0 | 0 | 0 | 0 | 0 | 0 | 0 | 0 | 40368 | 40368 | 40368 | 40368 | 40368 | 40368 | 40368 | 40368 | 40368 | 40368 | 40368 | 40368 | 0 | 0 | 0 | 0 | 0 | 0 | 0 | 0 | 0 | 0 | 0 | 0 | 0 | 0 | 0 | 0 | 0 | 0 | 0 | 0 | 0 | 0 | 0 | 26912 | 40368 | 40368 | 40368 | 13456 | 0 | 0 | 0 | 0 | 0
LV CoGen Expansion | dsw | nv | 226 | ng | 7100 | 2002-09-01 | x | 0 | 0 | 0 | 0 | 0 | 0 | 0 | 0 | 0 | 0 | 0 | 0 | 0 | 0 | 0 | 0 | 0 | 0 | 0 | 0 | 0 | 15729.6 | 15729.6 | 15729.6 | 15729.6 | 15729.6 | 15729.6 | 15729.6 | 15729.6 | 15729.6 | 15729.6 | 15729.6 | 15729.6 | 0 | 0 | 0 | 0 | 0 | 0 | 0 | 0 | 0 | 0 | 0 | 0 | 0 | 0 | 0 | 0 | 0 | 0 | 0 | 0 | 0 | 0 | 15729.6 | 15729.6 | 15729.6 | 15729.6 | 0 | 0 | 0 | 0 | 0
Afton Generating Station | dsw | nm | 90 | ng | 7100 | 2002-11-01 | x | 0 | 0 | 0 | 0 | 0 | 0 | 0 | 0 | 0 | 0 | 0 | 0 | 0 | 0 | 0 | 0 | 0 | 0 | 0 | 0 | 0 | 0 | 0 | 6264 | 6264 | 6264 | 6264 | 6264 | 6264 | 6264 | 6264 | 6264 | 6264 | 6264 | 6264 | 0 | 0 | 0 | 0 | 0 | 0 | 0 | 0 | 0 | 0 | 0 | 0 | 0 | 0 | 0 | 0 | 0 | 0 | 0 | 0 | 2088 | 6264 | 6264 | 6264 | 4176 | 0 | 0 | 0 | 0
Griffith | dsw | az | 590 | ng | 7125 | 2001-08-13 | x | 0 | 0 | 0 | 0 | 0 | 0 | 0 | 0 | 40710 | 32568 | 36639 | 40710 | 40710 | 40710 | 40710 | 40710 | 40710 | 40710 | 40710 | 40710 | 0 | 0 | 0 | 0 | 0 | 0 | 0 | 0 | 0 | 0 | 0 | 0 | 0 | 0 | 0 | 0 | 0 | 0 | 0 | 0 | 0 | 0 | 0 | 0 | 0 | 0 | 0 | 0 | 0 | 0 | 13570 | 36639 | 40710 | 40710 | 27140 | 0 | 0 | 0 | 0 | 0 | 0 | 0 | 0 | 0
Desert Basin | dsw | az | 560 | ng | 7160 | 2001-06-18 | x | 0 | 0 | 0 | 0 | 0 | 0 | 38169.6 | 38169.6 | 38169.6 | 30535.68 | 34352.64 | 38169.6 | 38169.6 | 38169.6 | 38169.6 | 38169.6 | 38169.6 | 38169.6 | 0 | 0 | 0 | 0 | 0 | 0 | 0 | 0 | 0 | 0 | 0 | 0 | 0 | 0 | 0 | 0 | 0 | 0 | 0 | 0 | 0 | 0 | 0 | 0 | 0 | 0 | 0 | 0 | 0 | 0 | 0 | 0 | 38169.6 | 34352.64 | 38169.6 | 38169.6 | 0 | 0 | 0 | 0 | 0 | 0 | 0 | 0 | 0 | 0
Sundance Energy Project | dsw | az | 450 | ng | 9160 | 2002-06-01 | x | 0 | 0 | 0 | 0 | 0 | 0 | 0 | 0 | 0 | 0 | 0 | 0 | 0 | 0 | 0 | 0 | 0 | 0 | 9072 | 9072 | 9072 | 9072 | 9072 | 9072 | 9072 | 9072 | 9072 | 9072 | 9072 | 9072 | 0 | 0 | 0 | 0 | 0 | 0 | 0 | 0 | 0 | 0 | 0 | 0 | 0 | 0 | 0 | 0 | 0 | 0 | 0 | 0 | 0 | 0 | 0 | 0 | 9072 | 9072 | 9072 | 9072 | 0 | 0 | 0 | 0 | 0 | 0
Lordsburg | dsw | nm | 80 | ng | 9611 | 2002-07-01 | x | 0 | 0 | 0 | 0 | 0 | 0 | 0 | 0 | 0 | 0 | 0 | 0 | 0 | 0 | 0 | 0 | 0 | 0 | 0 | 746.88 | 746.88 | 746.88 | 746.88 | 746.88 | 746.88 | 746.88 | 746.88 | 746.88 | 746.88 | 746.88 | 746.88 | 0 | 0 | 0 | 0 | 0 | 0 | 0 | 0 | 0 | 0 | 0 | 0 | 0 | 0 | 0 | 0 | 0 | 0 | 0 | 0 | 0 | 0 | 0 | 497.92 | 746.88 | 746.88 | 746.88 | 248.96 | 0 | 0 | 0 | 0 | 0
Contra Costa 8 | np15 | ca | 580 | ng | 6707 | 2005-06-01 | x | 0 | 0 | 0 | 0 | 0 | 0 | 0 | 0 | 0 | 0 | 0 | 0 | 0 | 0 | 0 | 0 | 0 | 0 | 0 | 0 | 0 | 0 | 0 | 0 | 0 | 0 | 0 | 0 | 0 | 0 | 0 | 0 | 0 | 0 | 0 | 0 | 0 | 0 | 0 | 0 | 0 | 0 | 0 | 0 | 0 | 0 | 0 | 0 | 0 | 0 | 0 | 0 | 0 | 0 | 0 | 0 | 0 | 0 | 0 | 0 | 0 | 0 | 0 | 0
Sutter | np15 | ca | 547 | ng | 7100 | 2001-07-01 | x | 0 | 0 | 0 | 0 | 0 | 0 | 0 | 38071.2 | 38071.2 | 30456.96 | 34264.08 | 38071.2 | 38071.2 | 38071.2 | 38071.2 | 38071.2 | 38071.2 | 38071.2 | 38071.2 | 0 | 0 | 0 | 0 | 0 | 0 | 0 | 0 | 0 | 0 | 0 | 0 | 0 | 0 | 0 | 0 | 0 | 0 | 0 | 0 | 0 | 0 | 0 | 0 | 0 | 0 | 0 | 0 | 0 | 0 | 0 | 25380.8 | 34264.08 | 38071.2 | 38071.2 | 12690.4 | 0 | 0 | 0 | 0 | 0 | 0 | 0 | 0 | 0
Los Medanos | np15 | ca | 495 | ng | 7100 | 2001-07-09 | x | 0 | 0 | 0 | 0 | 0 | 0 | 0 | 34452 | 34452 | 27561.6 | 31006.8 | 34452 | 34452 | 34452 | 34452 | 34452 | 34452 | 34452 | 34452 | 0 | 0 | 0 | 0 | 0 | 0 | 0 | 0 | 0 | 0 | 0 | 0 | 0 | 0 | 0 | 0 | 0 | 0 | 0 | 0 | 0 | 0 | 0 | 0 | 0 | 0 | 0 | 0 | 0 | 0 | 0 | 22968 | 31006.8 | 34452 | 34452 | 11484 | 0 | 0 | 0 | 0 | 0 | 0 | 0 | 0 | 0
Delta Energy Center | np15 | ca | 860 | ng | 7100 | 2002-04-01 | x | 0 | 0 | 0 | 0 | 0 | 0 | 0 | 0 | 0 | 0 | 0 | 0 | 0 | 0 | 0 | 0 | 59856 | 59856 | 59856 | 59856 | 59856 | 59856 | 59856 | 59856 | 59856 | 59856 | 59856 | 59856 | 0 | 0 | 0 | 0 | 0 | 0 | 0 | 0 | 0 | 0 | 0 | 0 | 0 | 0 | 0 | 0 | 0 | 0 | 0 | 0 | 0 | 0 | 0 | 0 | 0 | 39904 | 59856 | 59856 | 59856 | 19952 | 0 | 0 | 0 | 0 | 0 | 0
Moss Landing | np15 | ca | 1097 | ng | 7100 | 2002-07-01 | x | 0 | 0 | 0 | 0 | 0 | 0 | 0 | 0 | 0 | 0 | 0 | 0 | 0 | 0 | 0 | 0 | 0 | 0 | 0 | 76351.2 | 76351.2 | 76351.2 | 76351.2 | 76351.2 | 76351.2 | 76351.2 | 76351.2 | 76351.2 | 76351.2 | 76351.2 | 76351.2 | 0 | 0 | 0 | 0 | 0 | 0 | 0 | 0 | 0 | 0 | 0 | 0 | 0 | 0 | 0 | 0 | 0 | 0 | 0 | 0 | 0 | 0 | 0 | 50900.8 | 76351.2 | 76351.2 | 76351.2 | 25450.4 | 0 | 0 | 0 | 0 | 0
Redding CC | np15 | ca | 40 | ng | 8150 | 2002-06-01 | x | 0 | 0 | 0 | 0 | 0 | 0 | 0 | 0 | 0 | 0 | 0 | 0 | 0 | 0 | 0 | 0 | 0 | 0 | 1776 | 1776 | 1776 | 1776 | 1776 | 1776 | 1776 | 1776 | 1776 | 1776 | 1776 | 1776 | 0 | 0 | 0 | 0 | 0 | 0 | 0 | 0 | 0 | 0 | 0 | 0 | 0 | 0 | 0 | 0 | 0 | 0 | 0 | 0 | 0 | 0 | 0 | 0 | 1776 | 1776 | 1776 | 1776 | 0 | 0 | 0 | 0 | 0 | 0
Red Bluff Peaker | np15 | ca | 48 | ng | 9468 | 2001-09-01 | x | 0 | 0 | 0 | 0 | 0 | 0 | 0 | 0 | 0 | 490.2912 | 551.5776 | 612.864 | 612.864 | 612.864 | 612.864 | 612.864 | 612.864 | 612.864 | 612.864 | 612.864 | 612.864 | 0 | 0 | 0 | 0 | 0 | 0 | 0 | 0 | 0 | 0 | 0 | 0 | 0 | 0 | 0 | 0 | 0 | 0 | 0 | 0 | 0 | 0 | 0 | 0 | 0 | 0 | 0 | 0 | 0 | 0 | 551.5776 | 612.864 | 612.864 | 612.864 | 0 | 0 | 0 | 0 | 0 | 0 | 0 | 0 | 0
McClellan CT Upgrade | np15 | ca | 22 | ng | 9700 | 2001-03-13 | x | 0 | 0 | 0 | 110.88 | 95.04 | 126.72 | 158.4 | 158.4 | 158.4 | 126.72 | 142.56 | 158.4 | 158.4 | 158.4 | 158.4 | 0 | 0 | 0 | 0 | 0 | 0 | 0 | 0 | 0 | 0 | 0 | 0 | 0 | 0 | 0 | 0 | 0 | 0 | 0 | 0 | 0 | 0 | 0 | 0 | 0 | 0 | 0 | 0 | 0 | 0 | 0 | 0 | 0 | 0 | 110.88 | 158.4 | 142.56 | 158.4 | 0 | 0 | 0 | 0 | 0 | 0 | 0 | 0 | 0 | 0 | 0
P&G SMUD | np15 | ca | 44 | ng | 9700 | 2001-05-10 | x | 0 | 0 | 0 | 0 | 0 | 253.44 | 316.8 | 316.8 | 316.8 | 253.44 | 285.12 | 316.8 | 316.8 | 316.8 | 316.8 | 316.8 | 316.8 | 0 | 0 | 0 | 0 | 0 | 0 | 0 | 0 | 0 | 0 | 0 | 0 | 0 | 0 | 0 | 0 | 0 | 0 | 0 | 0 | 0 | 0 | 0 | 0 | 0 | 0 | 0 | 0 | 0 | 0 | 0 | 0 | 84.48 | 316.8 | 285.12 | 316.8 | 211.2 | 0 | 0 | 0 | 0 | 0 | 0 | 0 | 0 | 0 | 0
Fresno Cogen | np15 | ca | 21.3 | ng | 9700 | 2001-08-16 | x | 0 | 0 | 0 | 0 | 0 | 0 | 0 | 0 | 153.36 | 122.688 | 138.024 | 153.36 | 153.36 | 153.36 | 153.36 | 153.36 | 153.36 | 153.36 | 153.36 | 153.36 | 0 | 0 | 0 | 0 | 0 | 0 | 0 | 0 | 0 | 0 | 0 | 0 | 0 | 0 | 0 | 0 | 0 | 0 | 0 | 0 | 0 | 0 | 0 | 0 | 0 | 0 | 0 | 0 | 0 | 0 | 51.12 | 138.024 | 153.36 | 153.36 | 102.24 | 0 | 0 | 0 | 0 | 0 | 0 | 0 | 0 | 0
Gates Peaker | np15 | ca | 49.9 | ng | 9700 | 2001-12-15 | x | 0 | 0 | 0 | 0 | 0 | 0 | 0 | 0 | 0 | 0 | 0 | 0 | 359.28 | 359.28 | 359.28 | 359.28 | 359.28 | 359.28 | 359.28 | 359.28 | 359.28 | 359.28 | 359.28 | 359.28 | 0 | 0 | 0 | 0 | 0 | 0 | 0 | 0 | 0 | 0 | 0 | 0 | 0 | 0 | 0 | 0 | 0 | 0 | 0 | 0 | 0 | 0 | 0 | 0 | 0 | 0 | 0 | 0 | 359.28 | 359.28 | 359.28 | 359.28 | 0 | 0 | 0 | 0 | 0 | 0 | 0 | 0
Panoche Peaker | np15 | ca | 49 | ng | 9700 | 2001-12-15 | x | 0 | 0 | 0 | 0 | 0 | 0 | 0 | 0 | 0 | 0 | 0 | 0 | 352.8 | 352.8 | 352.8 | 352.8 | 352.8 | 352.8 | 352.8 | 352.8 | 352.8 | 352.8 | 352.8 | 352.8 | 0 | 0 | 0 | 0 | 0 | 0 | 0 | 0 | 0 | 0 | 0 | 0 | 0 | 0 | 0 | 0 | 0 | 0 | 0 | 0 | 0 | 0 | 0 | 0 | 0 | 0 | 0 | 0 | 352.8 | 352.8 | 352.8 | 352.8 | 0 | 0 | 0 | 0 | 0 | 0 | 0 | 0
Los Banos Gt | np15 | ca | 49 | ng | 9700 | 2001-12-31 | x | 0 | 0 | 0 | 0 | 0 | 0 | 0 | 0 | 0 | 0 | 0 | 0 | 352.8 | 352.8 | 352.8 | 352.8 | 352.8 | 352.8 | 352.8 | 352.8 | 352.8 | 352.8 | 352.8 | 352.8 | 0 | 0 | 0 | 0 | 0 | 0 | 0 | 0 | 0 | 0 | 0 | 0 | 0 | 0 | 0 | 0 | 0 | 0 | 0 | 0 | 0 | 0 | 0 | 0 | 0 | 0 | 0 | 0 | 352.8 | 352.8 | 352.8 | 352.8 | 0 | 0 | 0 | 0 | 0 | 0 | 0 | 0
Pajaro Valley Energy Center | np15 | ca | 45 | ng | 9700 | 2002-06-01 | x | 0 | 0 | 0 | 0 | 0 | 0 | 0 | 0 | 0 | 0 | 0 | 0 | 0 | 0 | 0 | 0 | 0 | 0 | 324 | 324 | 324 | 324 | 324 | 324 | 324 | 324 | 324 | 324 | 324 | 324 | 0 | 0 | 0 | 0 | 0 | 0 | 0 | 0 | 0 | 0 | 0 | 0 | 0 | 0 | 0 | 0 | 0 | 0 | 0 | 0 | 0 | 0 | 0 | 0 | 324 | 324 | 324 | 324 | 0 | 0 | 0 | 0 | 0 | 0
Yuba City Energy Center | np15 | ca | 48.7 | ng | 9700 | 2002-06-01 | x | 0 | 0 | 0 | 0 | 0 | 0 | 0 | 0 | 0 | 0 | 0 | 0 | 0 | 0 | 0 | 0 | 0 | 0 | 350.64 | 350.64 | 350.64 | 350.64 | 350.64 | 350.64 | 350.64 | 350.64 | 350.64 | 350.64 | 350.64 | 350.64 | 0 | 0 | 0 | 0 | 0 | 0 | 0 | 0 | 0 | 0 | 0 | 0 | 0 | 0 | 0 | 0 | 0 | 0 | 0 | 0 | 0 | 0 | 0 | 0 | 350.64 | 350.64 | 350.64 | 350.64 | 0 | 0 | 0 | 0 | 0 | 0
Vaca-Dixon | np15 | ca | 49 | ng | 9700 | 2002-06-30 | x | 0 | 0 | 0 | 0 | 0 | 0 | 0 | 0 | 0 | 0 | 0 | 0 | 0 | 0 | 0 | 0 | 0 | 0 | 352.8 | 352.8 | 352.8 | 352.8 | 352.8 | 352.8 | 352.8 | 352.8 | 352.8 | 352.8 | 352.8 | 352.8 | 0 | 0 | 0 | 0 | 0 | 0 | 0 | 0 | 0 | 0 | 0 | 0 | 0 | 0 | 0 | 0 | 0 | 0 | 0 | 0 | 0 | 0 | 0 | 0 | 352.8 | 352.8 | 352.8 | 352.8 | 0 | 0 | 0 | 0 | 0 | 0
Rock River 1 | pnw | wy | 12.5 | wind | 0 | 2001-11-01 | x | 0 | 0 | 0 | 0 | 0 | 0 | 0 | 0 | 0 | 0 | 0 | 3000 | 3000 | 3000 | 3000 | 3000 | 3000 | 3000 | 3000 | 3000 | 3000 | 3000 | 3000 | 0 | 0 | 0 | 0 | 0 | 0 | 0 | 0 | 0 | 0 | 0 | 0 | 0 | 0 | 0 | 0 | 0 | 0 | 0 | 0 | 0 | 0 | 0 | 0 | 0 | 0 | 0 | 0 | 1000 | 3000 | 3000 | 3000 | 2000 | 0 | 0 | 0 | 0 | 0 | 0 | 0 | 0
Stateline Wind | pnw | or | 29.3 | wind | 0 | 2001-12-20 | x | 0 | 0 | 0 | 0 | 0 | 0 | 0 | 0 | 0 | 0 | 0 | 0 | 7032 | 7032 | 7032 | 7032 | 7032 | 7032 | 7032 | 7032 | 7032 | 7032 | 7032 | 7032 | 0 | 0 | 0 | 0 | 0 | 0 | 0 | 0 | 0 | 0 | 0 | 0 | 0 | 0 | 0 | 0 | 0 | 0 | 0 | 0 | 0 | 0 | 0 | 0 | 0 | 0 | 0 | 0 | 7032 | 7032 | 7032 | 7032 | 0 | 0 | 0 | 0 | 0 | 0 | 0 | 0
Stateline Wind | pnw | wa | 63.5 | wind | 0 | 2001-12-20 | x | 0 | 0 | 0 | 0 | 0 | 0 | 0 | 0 | 0 | 0 | 0 | 0 | 15240 | 15240 | 15240 | 15240 | 15240 | 15240 | 15240 | 15240 | 15240 | 15240 | 15240 | 15240 | 0 | 0 | 0 | 0 | 0 | 0 | 0 | 0 | 0 | 0 | 0 | 0 | 0 | 0 | 0 | 0 | 0 | 0 | 0 | 0 | 0 | 0 | 0 | 0 | 0 | 0 | 0 | 0 | 15240 | 15240 | 15240 | 15240 | 0 | 0 | 0 | 0 | 0 | 0 | 0 | 0
Condon Wind Project | pnw | or | 7.4 | wind | 0 | 2002-01-01 | x | 0 | 0 | 0 | 0 | 0 | 0 | 0 | 0 | 0 | 0 | 0 | 0 | 0 | 1776 | 1776 | 1776 | 1776 | 1776 | 1776 | 1776 | 1776 | 1776 | 1776 | 1776 | 1776 | 0 | 0 | 0 | 0 | 0 | 0 | 0 | 0 | 0 | 0 | 0 | 0 | 0 | 0 | 0 | 0 | 0 | 0 | 0 | 0 | 0 | 0 | 0 | 0 | 0 | 0 | 0 | 1184 | 1776 | 1776 | 1776 | 592 | 0 | 0 | 0 | 0 | 0 | 0 | 0
Goldendale Wind | pnw | or | 7.2 | wind | 0 | 2002-01-01 | x | 0 | 0 | 0 | 0 | 0 | 0 | 0 | 0 | 0 | 0 | 0 | 0 | 0 | 1728 | 1728 | 1728 | 1728 | 1728 | 1728 | 1728 | 1728 | 1728 | 1728 | 1728 | 1728 | 0 | 0 | 0 | 0 | 0 | 0 | 0 | 0 | 0 | 0 | 0 | 0 | 0 | 0 | 0 | 0 | 0 | 0 | 0 | 0 | 0 | 0 | 0 | 0 | 0 | 0 | 0 | 1152 | 1728 | 1728 | 1728 | 576 | 0 | 0 | 0 | 0 | 0 | 0 | 0
Anaconda | pnw | mt | 29.8 | wind | 0 | 2002-06-01 | x | 0 | 0 | 0 | 0 | 0 | 0 | 0 | 0 | 0 | 0 | 0 | 0 | 0 | 0 | 0 | 0 | 0 | 0 | 7152 | 7152 | 7152 | 7152 | 7152 | 7152 | 7152 | 7152 | 7152 | 7152 | 7152 | 7152 | 0 | 0 | 0 | 0 | 0 | 0 | 0 | 0 | 0 | 0 | 0 | 0 | 0 | 0 | 0 | 0 | 0 | 0 | 0 | 0 | 0 | 0 | 0 | 0 | 7152 | 7152 | 7152 | 7152 | 0 | 0 | 0 | 0 | 0 | 0
Nine Canyon Wind | pnw | wa | 14.4 | wind | 0 | 2002-10-01 | x | 0 | 0 | 0 | 0 | 0 | 0 | 0 | 0 | 0 | 0 | 0 | 0 | 0 | 0 | 0 | 0 | 0 | 0 | 0 | 0 | 0 | 0 | 3456 | 3456 | 3456 | 3456 | 3456 | 3456 | 3456 | 3456 | 3456 | 3456 | 3456 | 3456 | 0 | 0 | 0 | 0 | 0 | 0 | 0 | 0 | 0 | 0 | 0 | 0 | 0 | 0 | 0 | 0 | 0 | 0 | 0 | 0 | 0 | 2304 | 3456 | 3456 | 3456 | 1152 | 0 | 0 | 0 | 0
Goldendale | pnw | wa | 288 | ng | 6707 | 2002-07-01 | x | 0 | 0 | 0 | 0 | 0 | 0 | 0 | 0 | 0 | 0 | 0 | 0 | 0 | 0 | 0 | 0 | 0 | 0 | 0 | 22761.216 | 22761.216 | 22761.216 | 22761.216 | 22761.216 | 22761.216 | 22761.216 | 22761.216 | 22761.216 | 22761.216 | 22761.216 | 22761.216 | 0 | 0 | 0 | 0 | 0 | 0 | 0 | 0 | 0 | 0 | 0 | 0 | 0 | 0 | 0 | 0 | 0 | 0 | 0 | 0 | 0 | 0 | 0 | 15174.144 | 22761.216 | 22761.216 | 22761.216 | 7587.072 | 0 | 0 | 0 | 0 | 0
Grays Harbor | pnw | wa | 650 | ng | 6707 | 2003-06-01 | x | 0 | 0 | 0 | 0 | 0 | 0 | 0 | 0 | 0 | 0 | 0 | 0 | 0 | 0 | 0 | 0 | 0 | 0 | 0 | 0 | 0 | 0 | 0 | 0 | 0 | 0 | 0 | 0 | 0 | 0 | 51370.8 | 51370.8 | 51370.8 | 51370.8 | 51370.8 | 51370.8 | 51370.8 | 51370.8 | 51370.8 | 51370.8 | 51370.8 | 51370.8 | 0 | 0 | 0 | 0 | 0 | 0 | 0 | 0 | 0 | 0 | 0 | 0 | 0 | 0 | 0 | 0 | 51370.8 | 51370.8 | 51370.8 | 51370.8 | 0 | 0
Mint Farm Project | pnw | wa | 86 | ng | 6707 | 2003-06-01 | x | 0 | 0 | 0 | 0 | 0 | 0 | 0 | 0 | 0 | 0 | 0 | 0 | 0 | 0 | 0 | 0 | 0 | 0 | 0 | 0 | 0 | 0 | 0 | 0 | 0 | 0 | 0 | 0 | 0 | 0 | 6796.752 | 6796.752 | 6796.752 | 6796.752 | 6796.752 | 6796.752 | 6796.752 | 6796.752 | 6796.752 | 6796.752 | 6796.752 | 6796.752 | 0 | 0 | 0 | 0 | 0 | 0 | 0 | 0 | 0 | 0 | 0 | 0 | 0 | 0 | 0 | 0 | 6796.752 | 6796.752 | 6796.752 | 6796.752 | 0 | 0
Coyote Springs 2 | pnw | or | 280 | ng | 6760 | 2002-06-01 | x | 0 | 0 | 0 | 0 | 0 | 0 | 0 | 0 | 0 | 0 | 0 | 0 | 0 | 0 | 0 | 0 | 0 | 0 | 21772.8 | 21772.8 | 21772.8 | 21772.8 | 21772.8 | 21772.8 | 21772.8 | 21772.8 | 21772.8 | 21772.8 | 21772.8 | 21772.8 | 0 | 0 | 0 | 0 | 0 | 0 | 0 | 0 | 0 | 0 | 0 | 0 | 0 | 0 | 0 | 0 | 0 | 0 | 0 | 0 | 0 | 0 | 0 | 0 | 21772.8 | 21772.8 | 21772.8 | 21772.8 | 0 | 0 | 0 | 0 | 0 | 0
Hermiston | pnw | or | 533.5 | ng | 6793 | 2002-06-01 | x | 0 | 0 | 0 | 0 | 0 | 0 | 0 | 0 | 0 | 0 | 0 | 0 | 0 | 0 | 0 | 0 | 0 | 0 | 41062.428 | 41062.428 | 41062.428 | 41062.428 | 41062.428 | 41062.428 | 41062.428 | 41062.428 | 41062.428 | 41062.428 | 41062.428 | 41062.428 | 0 | 0 | 0 | 0 | 0 | 0 | 0 | 0 | 0 | 0 | 0 | 0 | 0 | 0 | 0 | 0 | 0 | 0 | 0 | 0 | 0 | 0 | 0 | 0 | 41062.428 | 41062.428 | 41062.428 | 41062.428 | 0 | 0 | 0 | 0 | 0 | 0
Klamath Cogen | pnw | or | 484 | ng | 7000 | 2001-07-29 | x | 0 | 0 | 0 | 0 | 0 | 0 | 0 | 34848 | 34848 | 27878.4 | 31363.2 | 34848 | 34848 | 34848 | 34848 | 34848 | 34848 | 34848 | 34848 | 0 | 0 | 0 | 0 | 0 | 0 | 0 | 0 | 0 | 0 | 0 | 0 | 0 | 0 | 0 | 0 | 0 | 0 | 0 | 0 | 0 | 0 | 0 | 0 | 0 | 0 | 0 | 0 | 0 | 0 | 0 | 23232 | 31363.2 | 34848 | 34848 | 11616 | 0 | 0 | 0 | 0 | 0 | 0 | 0 | 0 | 0
Chehalis Gen | pnw | wa | 520 | ng | 7000 | 2003-11-01 | x | 0 | 0 | 0 | 0 | 0 | 0 | 0 | 0 | 0 | 0 | 0 | 0 | 0 | 0 | 0 | 0 | 0 | 0 | 0 | 0 | 0 | 0 | 0 | 0 | 0 | 0 | 0 | 0 | 0 | 0 | 0 | 0 | 0 | 0 | 0 | 37440 | 37440 | 37440 | 37440 | 37440 | 37440 | 37440 | 37440 | 37440 | 37440 | 37440 | 37440 | 0 | 0 | 0 | 0 | 0 | 0 | 0 | 0 | 0 | 0 | 0 | 0 | 12480 | 37440 | 37440 | 37440 | 24960
Fredrickson(Tenaska) | pnw | wa | 248 | ng | 7065 | 2002-06-01 | x | 0 | 0 | 0 | 0 | 0 | 0 | 0 | 0 | 0 | 0 | 0 | 0 | 0 | 0 | 0 | 0 | 0 | 0 | 17469.12 | 17469.12 | 17469.12 | 17469.12 | 17469.12 | 17469.12 | 17469.12 | 17469.12 | 17469.12 | 17469.12 | 17469.12 | 17469.12 | 0 | 0 | 0 | 0 | 0 | 0 | 0 | 0 | 0 | 0 | 0 | 0 | 0 | 0 | 0 | 0 | 0 | 0 | 0 | 0 | 0 | 0 | 0 | 0 | 17469.12 | 17469.12 | 17469.12 | 17469.12 | 0 | 0 | 0 | 0 | 0 | 0
Rathdrum | pnw | id | 270 | ng | 7100 | 2001-09-15 | x | 0 | 0 | 0 | 0 | 0 | 0 | 0 | 0 | 0 | 15033.6 | 16912.8 | 18792 | 18792 | 18792 | 18792 | 18792 | 18792 | 18792 | 18792 | 18792 | 18792 | 0 | 0 | 0 | 0 | 0 | 0 | 0 | 0 | 0 | 0 | 0 | 0 | 0 | 0 | 0 | 0 | 0 | 0 | 0 | 0 | 0 | 0 | 0 | 0 | 0 | 0 | 0 | 0 | 0 | 0 | 16912.8 | 18792 | 18792 | 18792 | 0 | 0 | 0 | 0 | 0 | 0 | 0 | 0 | 0
Big Hanaford Project | pnw | wa | 248 | ng | 7100 | 2002-07-01 | x | 0 | 0 | 0 | 0 | 0 | 0 | 0 | 0 | 0 | 0 | 0 | 0 | 0 | 0 | 0 | 0 | 0 | 0 | 0 | 17260.8 | 17260.8 | 17260.8 | 17260.8 | 17260.8 | 17260.8 | 17260.8 | 17260.8 | 17260.8 | 17260.8 | 17260.8 | 17260.8 | 0 | 0 | 0 | 0 | 0 | 0 | 0 | 0 | 0 | 0 | 0 | 0 | 0 | 0 | 0 | 0 | 0 | 0 | 0 | 0 | 0 | 0 | 0 | 11507.2 | 17260.8 | 17260.8 | 17260.8 | 5753.6 | 0 | 0 | 0 | 0 | 0
First Megawatts | pnw | mt | 80 | ng | 7100 | 2003-07-01 | x | 0 | 0 | 0 | 0 | 0 | 0 | 0 | 0 | 0 | 0 | 0 | 0 | 0 | 0 | 0 | 0 | 0 | 0 | 0 | 0 | 0 | 0 | 0 | 0 | 0 | 0 | 0 | 0 | 0 | 0 | 0 | 5568 | 5568 | 5568 | 5568 | 5568 | 5568 | 5568 | 5568 | 5568 | 5568 | 5568 | 5568 | 0 | 0 | 0 | 0 | 0 | 0 | 0 | 0 | 0 | 0 | 0 | 0 | 0 | 0 | 0 | 3712 | 5568 | 5568 | 5568 | 1856 | 0
West Valley City | pnw | ut | 86.8 | ng | 8396 | 2001-09-03 | x | 0 | 0 | 0 | 0 | 0 | 0 | 0 | 0 | 0 | 2673.1622 | 3007.3075 | 3341.4528 | 3341.4528 | 3341.4528 | 3341.4528 | 3341.4528 | 3341.4528 | 3341.4528 | 3341.4528 | 3341.4528 | 3341.4528 | 0 | 0 | 0 | 0 | 0 | 0 | 0 | 0 | 0 | 0 | 0 | 0 | 0 | 0 | 0 | 0 | 0 | 0 | 0 | 0 | 0 | 0 | 0 | 0 | 0 | 0 | 0 | 0 | 0 | 0 | 3007.3075 | 3341.4528 | 3341.4528 | 3341.4528 | 0 | 0 | 0 | 0 | 0 | 0 | 0 | 0 | 0
Boulder Park | pnw | wa | 24.6 | ng | 9468 | 2001-04-01 | x | 0 | 0 | 0 | 0 | 188.4557 | 251.2742 | 314.0928 | 314.0928 | 314.0928 | 251.2742 | 282.6835 | 314.0928 | 314.0928 | 314.0928 | 314.0928 | 314.0928 | 0 | 0 | 0 | 0 | 0 | 0 | 0 | 0 | 0 | 0 | 0 | 0 | 0 | 0 | 0 | 0 | 0 | 0 | 0 | 0 | 0 | 0 | 0 | 0 | 0 | 0 | 0 | 0 | 0 | 0 | 0 | 0 | 0 | 146.5766 | 314.0928 | 282.6835 | 314.0928 | 104.6976 | 0 | 0 | 0 | 0 | 0 | 0 | 0 | 0 | 0 | 0
Wyodak Expansion | pnw | wy | 40 | ng | 9700 | 2001-05-01 | x | 0 | 0 | 0 | 0 | 0 | 230.4 | 288 | 288 | 288 | 230.4 | 259.2 | 288 | 288 | 288 | 288 | 288 | 288 | 0 | 0 | 0 | 0 | 0 | 0 | 0 | 0 | 0 | 0 | 0 | 0 | 0 | 0 | 0 | 0 | 0 | 0 | 0 | 0 | 0 | 0 | 0 | 0 | 0 | 0 | 0 | 0 | 0 | 0 | 0 | 0 | 76.8 | 288 | 259.2 | 288 | 192 | 0 | 0 | 0 | 0 | 0 | 0 | 0 | 0 | 0 | 0
Murray GT | pnw | ut | 10 | ng | 9700 | 2001-06-15 | x | 0 | 0 | 0 | 0 | 0 | 0 | 72 | 72 | 72 | 57.6 | 64.8 | 72 | 72 | 72 | 72 | 72 | 72 | 72 | 0 | 0 | 0 | 0 | 0 | 0 | 0 | 0 | 0 | 0 | 0 | 0 | 0 | 0 | 0 | 0 | 0 | 0 | 0 | 0 | 0 | 0 | 0 | 0 | 0 | 0 | 0 | 0 | 0 | 0 | 0 | 0 | 72 | 64.8 | 72 | 72 | 0 | 0 | 0 | 0 | 0 | 0 | 0 | 0 | 0 | 0
Gadsby | pnw | ut | 100 | ng | 9700 | 2001-07-30 | x | 0 | 0 | 0 | 0 | 0 | 0 | 0 | 720 | 720 | 576 | 648 | 720 | 720 | 720 | 720 | 720 | 720 | 720 | 720 | 0 | 0 | 0 | 0 | 0 | 0 | 0 | 0 | 0 | 0 | 0 | 0 | 0 | 0 | 0 | 0 | 0 | 0 | 0 | 0 | 0 | 0 | 0 | 0 | 0 | 0 | 0 | 0 | 0 | 0 | 0 | 480 | 648 | 720 | 720 | 240 | 0 | 0 | 0 | 0 | 0 | 0 | 0 | 0 | 0
Beaver Peaker | pnw | or | 25 | ng | 9700 | 2001-08-16 | x | 0 | 0 | 0 | 0 | 0 | 0 | 0 | 0 | 180 | 144 | 162 | 180 | 180 | 180 | 180 | 180 | 180 | 180 | 180 | 180 | 0 | 0 | 0 | 0 | 0 | 0 | 0 | 0 | 0 | 0 | 0 | 0 | 0 | 0 | 0 | 0 | 0 | 0 | 0 | 0 | 0 | 0 | 0 | 0 | 0 | 0 | 0 | 0 | 0 | 0 | 60 | 162 | 180 | 180 | 120 | 0 | 0 | 0 | 0 | 0 | 0 | 0 | 0 | 0
Mountain Home | pnw | id | 90 | ng | 9700 | 2001-09-30 | x | 0 | 0 | 0 | 0 | 0 | 0 | 0 | 0 | 0 | 518.4 | 583.2 | 648 | 648 | 648 | 648 | 648 | 648 | 648 | 648 | 648 | 648 | 0 | 0 | 0 | 0 | 0 | 0 | 0 | 0 | 0 | 0 | 0 | 0 | 0 | 0 | 0 | 0 | 0 | 0 | 0 | 0 | 0 | 0 | 0 | 0 | 0 | 0 | 0 | 0 | 0 | 0 | 583.2 | 648 | 648 | 648 | 0 | 0 | 0 | 0 | 0 | 0 | 0 | 0 | 0
Pierce | pnw | wa | 154 | ng | 9700 | 2001-10-01 | x | 0 | 0 | 0 | 0 | 0 | 0 | 0 | 0 | 0 | 0 | 997.92 | 1108.8 | 1108.8 | 1108.8 | 1108.8 | 1108.8 | 1108.8 | 1108.8 | 1108.8 | 1108.8 | 1108.8 | 1108.8 | 0 | 0 | 0 | 0 | 0 | 0 | 0 | 0 | 0 | 0 | 0 | 0 | 0 | 0 | 0 | 0 | 0 | 0 | 0 | 0 | 0 | 0 | 0 | 0 | 0 | 0 | 0 | 0 | 0 | 702.24 | 1108.8 | 1108.8 | 1108.8 | 369.6 | 0 | 0 | 0 | 0 | 0 | 0 | 0 | 0
Murray GT | pnw | ut | 10 | ng | 9700 | 2001-12-15 | x | 0 | 0 | 0 | 0 | 0 | 0 | 0 | 0 | 0 | 0 | 0 | 0 | 72 | 72 | 72 | 72 | 72 | 72 | 72 | 72 | 72 | 72 | 72 | 72 | 0 | 0 | 0 | 0 | 0 | 0 | 0 | 0 | 0 | 0 | 0 | 0 | 0 | 0 | 0 | 0 | 0 | 0 | 0 | 0 | 0 | 0 | 0 | 0 | 0 | 0 | 0 | 0 | 72 | 72 | 72 | 72 | 0 | 0 | 0 | 0 | 0 | 0 | 0 | 0
Clatskanie GT | pnw | or | 11 | ng | 9700 | 2002-01-01 | x | 0 | 0 | 0 | 0 | 0 | 0 | 0 | 0 | 0 | 0 | 0 | 0 | 0 | 79.2 | 79.2 | 79.2 | 79.2 | 79.2 | 79.2 | 79.2 | 79.2 | 79.2 | 79.2 | 79.2 | 79.2 | 0 | 0 | 0 | 0 | 0 | 0 | 0 | 0 | 0 | 0 | 0 | 0 | 0 | 0 | 0 | 0 | 0 | 0 | 0 | 0 | 0 | 0 | 0 | 0 | 0 | 0 | 0 | 52.8 | 79.2 | 79.2 | 79.2 | 26.4 | 0 | 0 | 0 | 0 | 0 | 0 | 0
Finley | pnw | wa | 27 | ng | 9700 | 2002-02-01 | x | 0 | 0 | 0 | 0 | 0 | 0 | 0 | 0 | 0 | 0 | 0 | 0 | 0 | 0 | 194.4 | 194.4 | 194.4 | 194.4 | 194.4 | 194.4 | 194.4 | 194.4 | 194.4 | 194.4 | 194.4 | 194.4 | 0 | 0 | 0 | 0 | 0 | 0 | 0 | 0 | 0 | 0 | 0 | 0 | 0 | 0 | 0 | 0 | 0 | 0 | 0 | 0 | 0 | 0 | 0 | 0 | 0 | 0 | 64.8 | 194.4 | 194.4 | 194.4 | 129.6 | 0 | 0 | 0 | 0 | 0 | 0 | 0
Logan | pnw | ut | 7.5 | ng | 9700 | 2002-04-01 | x | 0 | 0 | 0 | 0 | 0 | 0 | 0 | 0 | 0 | 0 | 0 | 0 | 0 | 0 | 0 | 0 | 54 | 54 | 54 | 54 | 54 | 54 | 54 | 54 | 54 | 54 | 54 | 54 | 0 | 0 | 0 | 0 | 0 | 0 | 0 | 0 | 0 | 0 | 0 | 0 | 0 | 0 | 0 | 0 | 0 | 0 | 0 | 0 | 0 | 0 | 0 | 0 | 0 | 36 | 54 | 54 | 54 | 18 | 0 | 0 | 0 | 0 | 0 | 0
Klamath Expansion | pnw | or | 100 | ng | 9700 | 2002-06-01 | x | 0 | 0 | 0 | 0 | 0 | 0 | 0 | 0 | 0 | 0 | 0 | 0 | 0 | 0 | 0 | 0 | 0 | 0 | 720 | 720 | 720 | 720 | 720 | 720 | 720 | 720 | 720 | 720 | 720 | 720 | 0 | 0 | 0 | 0 | 0 | 0 | 0 | 0 | 0 | 0 | 0 | 0 | 0 | 0 | 0 | 0 | 0 | 0 | 0 | 0 | 0 | 0 | 0 | 0 | 720 | 720 | 720 | 720 | 0 | 0 | 0 | 0 | 0 | 0
Basin Electric DG | pnw | wy | 15 | ng | 9700 | 2002-08-01 | x | 0 | 0 | 0 | 0 | 0 | 0 | 0 | 0 | 0 | 0 | 0 | 0 | 0 | 0 | 0 | 0 | 0 | 0 | 0 | 0 | 108 | 108 | 108 | 108 | 108 | 108 | 108 | 108 | 108 | 108 | 108 | 108 | 0 | 0 | 0 | 0 | 0 | 0 | 0 | 0 | 0 | 0 | 0 | 0 | 0 | 0 | 0 | 0 | 0 | 0 | 0 | 0 | 0 | 0 | 36 | 108 | 108 | 108 | 72 | 0 | 0 | 0 | 0 | 0
Basin Electric DG | pnw | wy | 15 | ng | 9700 | 2002-08-01 | x | 0 | 0 | 0 | 0 | 0 | 0 | 0 | 0 | 0 | 0 | 0 | 0 | 0 | 0 | 0 | 0 | 0 | 0 | 0 | 0 | 108 | 108 | 108 | 108 | 108 | 108 | 108 | 108 | 108 | 108 | 108 | 108 | 0 | 0 | 0 | 0 | 0 | 0 | 0 | 0 | 0 | 0 | 0 | 0 | 0 | 0 | 0 | 0 | 0 | 0 | 0 | 0 | 0 | 0 | 36 | 108 | 108 | 108 | 72 | 0 | 0 | 0 | 0 | 0
Wygen 1 | pnw | wy | 80 | coal | 10000 | 2003-07-01 | x | 0 | 0 | 0 | 0 | 0 | 0 | 0 | 0 | 0 | 0 | 0 | 0 | 0 | 0 | 0 | 0 | 0 | 0 | 0 | 0 | 0 | 0 | 0 | 0 | 0 | 0 | 0 | 0 | 0 | 0 | 0 | 0 | 0 | 0 | 0 | 0 | 0 | 0 | 0 | 0 | 0 | 0 | 0 | 0 | 0 | 0 | 0 | 0 | 0 | 0 | 0 | 0 | 0 | 0 | 0 | 0 | 0 | 0 | 0 | 0 | 0 | 0 | 0 | 0
Fredonia (WA) | pnw | wa | 55 | ng | 11000 | 2001-08-15 | x | 0 | 0 | 0 | 0 | 0 | 0 | 0 | 0 | 0 | 0 | 0 | 0 | 0 | 0 | 0 | 0 | 0 | 0 | 0 | 0 | 0 | 0 | 0 | 0 | 0 | 0 | 0 | 0 | 0 | 0 | 0 | 0 | 0 | 0 | 0 | 0 | 0 | 0 | 0 | 0 | 0 | 0 | 0 | 0 | 0 | 0 | 0 | 0 | 0 | 0 | 0 | 0 | 0 | 0 | 0 | 0 | 0 | 0 | 0 | 0 | 0 | 0 | 0 | 0
Fredonia (WA) | pnw | wa | 55 | ng | 11000 | 2001-08-15 | x | 0 | 0 | 0 | 0 | 0 | 0 | 0 | 0 | 0 | 0 | 0 | 0 | 0 | 0 | 0 | 0 | 0 | 0 | 0 | 0 | 0 | 0 | 0 | 0 | 0 | 0 | 0 | 0 | 0 | 0 | 0 | 0 | 0 | 0 | 0 | 0 | 0 | 0 | 0 | 0 | 0 | 0 | 0 | 0 | 0 | 0 | 0 | 0 | 0 | 0 | 0 | 0 | 0 | 0 | 0 | 0 | 0 | 0 | 0 | 0 | 0 | 0 | 0 | 0
Tahoe-Reno Industrial Ctr | pnw | nv | 350 | ng | 11000 | 2001-09-01 | x | 0 | 0 | 0 | 0 | 0 | 0 | 0 | 0 | 0 | 0 | 0 | 0 | 0 | 0 | 0 | 0 | 0 | 0 | 0 | 0 | 0 | 0 | 0 | 0 | 0 | 0 | 0 | 0 | 0 | 0 | 0 | 0 | 0 | 0 | 0 | 0 | 0 | 0 | 0 | 0 | 0 | 0 | 0 | 0 | 0 | 0 | 0 | 0 | 0 | 0 | 0 | 0 | 0 | 0 | 0 | 0 | 0 | 0 | 0 | 0 | 0 | 0 | 0 | 0
Ponnequin Wind Facility | rm | co | 3 | wind | 0 | 2001-06-01 | x | 0 | 0 | 0 | 0 | 0 | 0 | 720 | 720 | 720 | 576 | 648 | 720 | 720 | 720 | 720 | 720 | 720 | 720 | 0 | 0 | 0 | 0 | 0 | 0 | 0 | 0 | 0 | 0 | 0 | 0 | 0 | 0 | 0 | 0 | 0 | 0 | 0 | 0 | 0 | 0 | 0 | 0 | 0 | 0 | 0 | 0 | 0 | 0 | 0 | 0 | 720 | 648 | 720 | 720 | 0 | 0 | 0 | 0 | 0 | 0 | 0 | 0 | 0 | 0
Peetz WT | rm | co | 8.9 | wind | 0 | 2001-10-16 | x | 0 | 0 | 0 | 0 | 0 | 0 | 0 | 0 | 0 | 0 | 1922.4 | 2136 | 2136 | 2136 | 2136 | 2136 | 2136 | 2136 | 2136 | 2136 | 2136 | 2136 | 0 | 0 | 0 | 0 | 0 | 0 | 0 | 0 | 0 | 0 | 0 | 0 | 0 | 0 | 0 | 0 | 0 | 0 | 0 | 0 | 0 | 0 | 0 | 0 | 0 | 0 | 0 | 0 | 0 | 1352.8 | 2136 | 2136 | 2136 | 712 | 0 | 0 | 0 | 0 | 0 | 0 | 0 | 0
Fort St. Vrain 4 | rm | co | 100 | ng | 6707 | 2001-06-13 | x | 0 | 0 | 0 | 0 | 0 | 0 | 7903.2 | 7903.2 | 7903.2 | 6322.56 | 7112.88 | 7903.2 | 7903.2 | 7903.2 | 7903.2 | 7903.2 | 7903.2 | 7903.2 | 0 | 0 | 0 | 0 | 0 | 0 | 0 | 0 | 0 | 0 | 0 | 0 | 0 | 0 | 0 | 0 | 0 | 0 | 0 | 0 | 0 | 0 | 0 | 0 | 0 | 0 | 0 | 0 | 0 | 0 | 0 | 0 | 7903.2 | 7112.88 | 7903.2 | 7903.2 | 0 | 0 | 0 | 0 | 0 | 0 | 0 | 0 | 0 | 0
Front Range | rm | co | 480 | ng | 7000 | 2003-05-01 | x | 0 | 0 | 0 | 0 | 0 | 0 | 0 | 0 | 0 | 0 | 0 | 0 | 0 | 0 | 0 | 0 | 0 | 0 | 0 | 0 | 0 | 0 | 0 | 0 | 0 | 0 | 0 | 0 | 0 | 34560 | 34560 | 34560 | 34560 | 34560 | 34560 | 34560 | 34560 | 34560 | 34560 | 34560 | 34560 | 0 | 0 | 0 | 0 | 0 | 0 | 0 | 0 | 0 | 0 | 0 | 0 | 0 | 0 | 0 | 0 | 11520 | 34560 | 34560 | 34560 | 23040 | 0 | 0
Arapahoe | rm | co | 132 | ng | 7100 | 2002-06-01 | x | 0 | 0 | 0 | 0 | 0 | 0 | 0 | 0 | 0 | 0 | 0 | 0 | 0 | 0 | 0 | 0 | 0 | 0 | 9187.2 | 9187.2 | 9187.2 | 9187.2 | 9187.2 | 9187.2 | 9187.2 | 9187.2 | 9187.2 | 9187.2 | 9187.2 | 9187.2 | 0 | 0 | 0 | 0 | 0 | 0 | 0 | 0 | 0 | 0 | 0 | 0 | 0 | 0 | 0 | 0 | 0 | 0 | 0 | 0 | 0 | 0 | 0 | 0 | 9187.2 | 9187.2 | 9187.2 | 9187.2 | 0 | 0 | 0 | 0 | 0 | 0
Valmont GS | rm | co | 37 | ng | 9700 | 2001-06-29 | x | 0 | 0 | 0 | 0 | 0 | 0 | 266.4 | 266.4 | 266.4 | 213.12 | 239.76 | 266.4 | 266.4 | 266.4 | 266.4 | 266.4 | 266.4 | 266.4 | 0 | 0 | 0 | 0 | 0 | 0 | 0 | 0 | 0 | 0 | 0 | 0 | 0 | 0 | 0 | 0 | 0 | 0 | 0 | 0 | 0 | 0 | 0 | 0 | 0 | 0 | 0 | 0 | 0 | 0 | 0 | 0 | 266.4 | 239.76 | 266.4 | 266.4 | 0 | 0 | 0 | 0 | 0 | 0 | 0 | 0 | 0 | 0
Fountain Valley | rm | co | 120 | ng | 9700 | 2001-08-01 | x | 0 | 0 | 0 | 0 | 0 | 0 | 0 | 0 | 864 | 691.2 | 777.6 | 864 | 864 | 864 | 864 | 864 | 864 | 864 | 864 | 864 | 0 | 0 | 0 | 0 | 0 | 0 | 0 | 0 | 0 | 0 | 0 | 0 | 0 | 0 | 0 | 0 | 0 | 0 | 0 | 0 | 0 | 0 | 0 | 0 | 0 | 0 | 0 | 0 | 0 | 0 | 288 | 777.6 | 864 | 864 | 576 | 0 | 0 | 0 | 0 | 0 | 0 | 0 | 0 | 0
Fountain Valley | rm | co | 120 | ng | 9700 | 2001-08-17 | x | 0 | 0 | 0 | 0 | 0 | 0 | 0 | 0 | 864 | 691.2 | 777.6 | 864 | 864 | 864 | 864 | 864 | 864 | 864 | 864 | 864 | 0 | 0 | 0 | 0 | 0 | 0 | 0 | 0 | 0 | 0 | 0 | 0 | 0 | 0 | 0 | 0 | 0 | 0 | 0 | 0 | 0 | 0 | 0 | 0 | 0 | 0 | 0 | 0 | 0 | 0 | 288 | 777.6 | 864 | 864 | 576 | 0 | 0 | 0 | 0 | 0 | 0 | 0 | 0 | 0
Mountain View | sp15 | ca | 14.8 | wind | 0 | 2001-09-14 | x | 0 | 0 | 0 | 0 | 0 | 0 | 0 | 0 | 0 | 2841.6 | 3196.8 | 3552 | 3552 | 3552 | 3552 | 3552 | 3552 | 3552 | 3552 | 3552 | 3552 | 0 | 0 | 0 | 0 | 0 | 0 | 0 | 0 | 0 | 0 | 0 | 0 | 0 | 0 | 0 | 0 | 0 | 0 | 0 | 0 | 0 | 0 | 0 | 0 | 0 | 0 | 0 | 0 | 0 | 0 | 3196.8 | 3552 | 3552 | 3552 | 0 | 0 | 0 | 0 | 0 | 0 | 0 | 0 | 0
Mountain View | sp15 | ca | 5.6 | wind | 0 | 2001-09-28 | x | 0 | 0 | 0 | 0 | 0 | 0 | 0 | 0 | 0 | 1075.2 | 1209.6 | 1344 | 1344 | 1344 | 1344 | 1344 | 1344 | 1344 | 1344 | 1344 | 1344 | 0 | 0 | 0 | 0 | 0 | 0 | 0 | 0 | 0 | 0 | 0 | 0 | 0 | 0 | 0 | 0 | 0 | 0 | 0 | 0 | 0 | 0 | 0 | 0 | 0 | 0 | 0 | 0 | 0 | 0 | 1209.6 | 1344 | 1344 | 1344 | 0 | 0 | 0 | 0 | 0 | 0 | 0 | 0 | 0
Mountainview | sp15 | ca | 1000 | ng | 6707 | 2003-06-01 | x | 0 | 0 | 0 | 0 | 0 | 0 | 0 | 0 | 0 | 0 | 0 | 0 | 0 | 0 | 0 | 0 | 0 | 0 | 0 | 0 | 0 | 0 | 0 | 0 | 0 | 0 | 0 | 0 | 0 | 0 | 79032 | 79032 | 79032 | 79032 | 79032 | 79032 | 79032 | 79032 | 79032 | 79032 | 79032 | 79032 | 0 | 0 | 0 | 0 | 0 | 0 | 0 | 0 | 0 | 0 | 0 | 0 | 0 | 0 | 0 | 0 | 79032 | 79032 | 79032 | 79032 | 0 | 0
Pastoria Energy Facility | sp15 | ca | 750 | ng | 7000 | 2003-01-01 | x | 0 | 0 | 0 | 0 | 0 | 0 | 0 | 0 | 0 | 0 | 0 | 0 | 0 | 0 | 0 | 0 | 0 | 0 | 0 | 0 | 0 | 0 | 0 | 0 | 0 | 54000 | 54000 | 54000 | 54000 | 54000 | 54000 | 54000 | 54000 | 54000 | 54000 | 54000 | 54000 | 0 | 0 | 0 | 0 | 0 | 0 | 0 | 0 | 0 | 0 | 0 | 0 | 0 | 0 | 0 | 0 | 0 | 0 | 0 | 36000 | 54000 | 54000 | 54000 | 18000 | 0 | 0 | 0
Blythe Energy | sp15 | ca | 520 | ng | 7000 | 2003-04-01 | x | 0 | 0 | 0 | 0 | 0 | 0 | 0 | 0 | 0 | 0 | 0 | 0 | 0 | 0 | 0 | 0 | 0 | 0 | 0 | 0 | 0 | 0 | 0 | 0 | 0 | 0 | 0 | 0 | 37440 | 37440 | 37440 | 37440 | 37440 | 37440 | 37440 | 37440 | 37440 | 37440 | 37440 | 37440 | 0 | 0 | 0 | 0 | 0 | 0 | 0 | 0 | 0 | 0 | 0 | 0 | 0 | 0 | 0 | 0 | 0 | 24960 | 37440 | 37440 | 37440 | 12480 | 0 | 0
High Desert Power Project | sp15 | ca | 765 | ng | 7000 | 2003-07-01 | x | 0 | 0 | 0 | 0 | 0 | 0 | 0 | 0 | 0 | 0 | 0 | 0 | 0 | 0 | 0 | 0 | 0 | 0 | 0 | 0 | 0 | 0 | 0 | 0 | 0 | 0 | 0 | 0 | 0 | 0 | 0 | 55080 | 55080 | 55080 | 55080 | 55080 | 55080 | 55080 | 55080 | 55080 | 55080 | 55080 | 55080 | 0 | 0 | 0 | 0 | 0 | 0 | 0 | 0 | 0 | 0 | 0 | 0 | 0 | 0 | 0 | 36720 | 55080 | 55080 | 55080 | 18360 | 0
Harbor Expansion | sp15 | ca | 30 | ng | 7100 | 2001-07-01 | x | 0 | 0 | 0 | 0 | 0 | 0 | 0 | 2088 | 2088 | 1670.4 | 1879.2 | 2088 | 2088 | 2088 | 2088 | 2088 | 2088 | 2088 | 2088 | 0 | 0 | 0 | 0 | 0 | 0 | 0 | 0 | 0 | 0 | 0 | 0 | 0 | 0 | 0 | 0 | 0 | 0 | 0 | 0 | 0 | 0 | 0 | 0 | 0 | 0 | 0 | 0 | 0 | 0 | 0 | 1392 | 1879.2 | 2088 | 2088 | 696 | 0 | 0 | 0 | 0 | 0 | 0 | 0 | 0 | 0
Harbor Expansion | sp15 | ca | 240 | ng | 7100 | 2001-11-20 | x | 0 | 0 | 0 | 0 | 0 | 0 | 0 | 0 | 0 | 0 | 0 | 16704 | 16704 | 16704 | 16704 | 16704 | 16704 | 16704 | 16704 | 16704 | 16704 | 16704 | 16704 | 0 | 0 | 0 | 0 | 0 | 0 | 0 | 0 | 0 | 0 | 0 | 0 | 0 | 0 | 0 | 0 | 0 | 0 | 0 | 0 | 0 | 0 | 0 | 0 | 0 | 0 | 0 | 0 | 5568 | 16704 | 16704 | 16704 | 11136 | 0 | 0 | 0 | 0 | 0 | 0 | 0 | 0
Valero Cogen Project | sp15 | ca | 1 | refinery gas | 7100 | 2002-05-01 | x | 0 | 0 | 0 | 0 | 0 | 0 | 0 | 0 | 0 | 0 | 0 | 0 | 0 | 0 | 0 | 0 | 0 | 69.6 | 69.6 | 69.6 | 69.6 | 69.6 | 69.6 | 69.6 | 69.6 | 69.6 | 69.6 | 69.6 | 69.6 | 0 | 0 | 0 | 0 | 0 | 0 | 0 | 0 | 0 | 0 | 0 | 0 | 0 | 0 | 0 | 0 | 0 | 0 | 0 | 0 | 0 | 0 | 0 | 0 | 23.2 | 69.6 | 69.6 | 69.6 | 46.4 | 0 | 0 | 0 | 0 | 0 | 0
Otay Mesa | sp15 | ca | 580 | ng | 7100 | 2003-07-01 | x | 0 | 0 | 0 | 0 | 0 | 0 | 0 | 0 | 0 | 0 | 0 | 0 | 0 | 0 | 0 | 0 | 0 | 0 | 0 | 0 | 0 | 0 | 0 | 0 | 0 | 0 | 0 | 0 | 0 | 0 | 0 | 40368 | 40368 | 40368 | 40368 | 40368 | 40368 | 40368 | 40368 | 40368 | 40368 | 40368 | 40368 | 0 | 0 | 0 | 0 | 0 | 0 | 0 | 0 | 0 | 0 | 0 | 0 | 0 | 0 | 0 | 26912 | 40368 | 40368 | 40368 | 13456 | 0
Woodland II | sp15 | ca | 80 | ng | 7860 | 2003-05-01 | x | 0 | 0 | 0 | 0 | 0 | 0 | 0 | 0 | 0 | 0 | 0 | 0 | 0 | 0 | 0 | 0 | 0 | 0 | 0 | 0 | 0 | 0 | 0 | 0 | 0 | 0 | 0 | 0 | 0 | 4108.8 | 4108.8 | 4108.8 | 4108.8 | 4108.8 | 4108.8 | 4108.8 | 4108.8 | 4108.8 | 4108.8 | 4108.8 | 4108.8 | 0 | 0 | 0 | 0 | 0 | 0 | 0 | 0 | 0 | 0 | 0 | 0 | 0 | 0 | 0 | 0 | 1369.6 | 4108.8 | 4108.8 | 4108.8 | 2739.2 | 0 | 0
Valley LDWP 5 | sp15 | ca | 47.4 | ng | 9157 | 2001-11-12 | x | 0 | 0 | 0 | 0 | 0 | 0 | 0 | 0 | 0 | 0 | 0 | 958.9968 | 958.9968 | 958.9968 | 958.9968 | 958.9968 | 958.9968 | 958.9968 | 958.9968 | 958.9968 | 958.9968 | 958.9968 | 958.9968 | 0 | 0 | 0 | 0 | 0 | 0 | 0 | 0 | 0 | 0 | 0 | 0 | 0 | 0 | 0 | 0 | 0 | 0 | 0 | 0 | 0 | 0 | 0 | 0 | 0 | 0 | 0 | 0 | 319.6656 | 958.9968 | 958.9968 | 958.9968 | 639.3312 | 0 | 0 | 0 | 0 | 0 | 0 | 0 | 0
PG&E Chula Vista | sp15 | ca | 44 | ng | 9700 | 2001-05-01 | x | 0 | 0 | 0 | 0 | 0 | 253.44 | 316.8 | 316.8 | 316.8 | 253.44 | 285.12 | 316.8 | 316.8 | 316.8 | 316.8 | 316.8 | 316.8 | 0 | 0 | 0 | 0 | 0 | 0 | 0 | 0 | 0 | 0 | 0 | 0 | 0 | 0 | 0 | 0 | 0 | 0 | 0 | 0 | 0 | 0 | 0 | 0 | 0 | 0 | 0 | 0 | 0 | 0 | 0 | 0 | 84.48 | 316.8 | 285.12 | 316.8 | 211.2 | 0 | 0 | 0 | 0 | 0 | 0 | 0 | 0 | 0 | 0
Larkspur Energy | sp15 | ca | 90 | ng | 9700 | 2001-07-13 | x | 0 | 0 | 0 | 0 | 0 | 0 | 0 | 648 | 648 | 518.4 | 583.2 | 648 | 648 | 648 | 648 | 648 | 648 | 648 | 648 | 0 | 0 | 0 | 0 | 0 | 0 | 0 | 0 | 0 | 0 | 0 | 0 | 0 | 0 | 0 | 0 | 0 | 0 | 0 | 0 | 0 | 0 | 0 | 0 | 0 | 0 | 0 | 0 | 0 | 0 | 0 | 432 | 583.2 | 648 | 648 | 216 | 0 | 0 | 0 | 0 | 0 | 0 | 0 | 0 | 0
Indigo Energy Facility | sp15 | ca | 90 | ng | 9700 | 2001-07-26 | x | 0 | 0 | 0 | 0 | 0 | 0 | 0 | 648 | 648 | 518.4 | 583.2 | 648 | 648 | 648 | 648 | 648 | 648 | 648 | 648 | 0 | 0 | 0 | 0 | 0 | 0 | 0 | 0 | 0 | 0 | 0 | 0 | 0 | 0 | 0 | 0 | 0 | 0 | 0 | 0 | 0 | 0 | 0 | 0 | 0 | 0 | 0 | 0 | 0 | 0 | 0 | 432 | 583.2 | 648 | 648 | 216 | 0 | 0 | 0 | 0 | 0 | 0 | 0 | 0 | 0
Alliance Drews | sp15 | ca | 40 | ng | 9700 | 2001-08-15 | x | 0 | 0 | 0 | 0 | 0 | 0 | 0 | 0 | 288 | 230.4 | 259.2 | 288 | 288 | 288 | 288 | 288 | 288 | 288 | 288 | 288 | 0 | 0 | 0 | 0 | 0 | 0 | 0 | 0 | 0 | 0 | 0 | 0 | 0 | 0 | 0 | 0 | 0 | 0 | 0 | 0 | 0 | 0 | 0 | 0 | 0 | 0 | 0 | 0 | 0 | 0 | 96 | 259.2 | 288 | 288 | 192 | 0 | 0 | 0 | 0 | 0 | 0 | 0 | 0 | 0
Ramco Escondido | sp15 | ca | 49.5 | ng | 9700 | 2001-08-17 | x | 0 | 0 | 0 | 0 | 0 | 0 | 0 | 0 | 356.4 | 285.12 | 320.76 | 356.4 | 356.4 | 356.4 | 356.4 | 356.4 | 356.4 | 356.4 | 356.4 | 356.4 | 0 | 0 | 0 | 0 | 0 | 0 | 0 | 0 | 0 | 0 | 0 | 0 | 0 | 0 | 0 | 0 | 0 | 0 | 0 | 0 | 0 | 0 | 0 | 0 | 0 | 0 | 0 | 0 | 0 | 0 | 118.8 | 320.76 | 356.4 | 356.4 | 237.6 | 0 | 0 | 0 | 0 | 0 | 0 | 0 | 0 | 0
Indigo Energy Facility | sp15 | ca | 45 | ng | 9700 | 2001-09-10 | x | 0 | 0 | 0 | 0 | 0 | 0 | 0 | 0 | 0 | 259.2 | 291.6 | 324 | 324 | 324 | 324 | 324 | 324 | 324 | 324 | 324 | 324 | 0 | 0 | 0 | 0 | 0 | 0 | 0 | 0 | 0 | 0 | 0 | 0 | 0 | 0 | 0 | 0 | 0 | 0 | 0 | 0 | 0 | 0 | 0 | 0 | 0 | 0 | 0 | 0 | 0 | 0 | 291.6 | 324 | 324 | 324 | 0 | 0 | 0 | 0 | 0 | 0 | 0 | 0 | 0
Allaince Century | sp15 | ca | 40 | ng | 9700 | 2001-09-11 | x | 0 | 0 | 0 | 0 | 0 | 0 | 0 | 0 | 0 | 230.4 | 259.2 | 288 | 288 | 288 | 288 | 288 | 288 | 288 | 288 | 288 | 288 | 0 | 0 | 0 | 0 | 0 | 0 | 0 | 0 | 0 | 0 | 0 | 0 | 0 | 0 | 0 | 0 | 0 | 0 | 0 | 0 | 0 | 0 | 0 | 0 | 0 | 0 | 0 | 0 | 0 | 0 | 259.2 | 288 | 288 | 288 | 0 | 0 | 0 | 0 | 0 | 0 | 0 | 0 | 0
CalPeak Enterprise #7 | sp15 | ca | 49.9 | ng | 9700 | 2001-09-30 | x | 0 | 0 | 0 | 0 | 0 | 0 | 0 | 0 | 0 | 287.424 | 323.352 | 359.28 | 359.28 | 359.28 | 359.28 | 359.28 | 359.28 | 359.28 | 359.28 | 359.28 | 359.28 | 0 | 0 | 0 | 0 | 0 | 0 | 0 | 0 | 0 | 0 | 0 | 0 | 0 | 0 | 0 | 0 | 0 | 0 | 0 | 0 | 0 | 0 | 0 | 0 | 0 | 0 | 0 | 0 | 0 | 0 | 323.352 | 359.28 | 359.28 | 359.28 | 0 | 0 | 0 | 0 | 0 | 0 | 0 | 0 | 0
Border Peaker | sp15 | ca | 49.5 | ng | 9700 | 2001-10-26 | x | 0 | 0 | 0 | 0 | 0 | 0 | 0 | 0 | 0 | 0 | 320.76 | 356.4 | 356.4 | 356.4 | 356.4 | 356.4 | 356.4 | 356.4 | 356.4 | 356.4 | 356.4 | 356.4 | 0 | 0 | 0 | 0 | 0 | 0 | 0 | 0 | 0 | 0 | 0 | 0 | 0 | 0 | 0 | 0 | 0 | 0 | 0 | 0 | 0 | 0 | 0 | 0 | 0 | 0 | 0 | 0 | 0 | 225.72 | 356.4 | 356.4 | 356.4 | 118.8 | 0 | 0 | 0 | 0 | 0 | 0 | 0 | 0
Springs Peaker | sp15 | ca | 40 | ng | 9700 | 2002-06-05 | x | 0 | 0 | 0 | 0 | 0 | 0 | 0 | 0 | 0 | 0 | 0 | 0 | 0 | 0 | 0 | 0 | 0 | 0 | 288 | 288 | 288 | 288 | 288 | 288 | 288 | 288 | 288 | 288 | 288 | 288 | 0 | 0 | 0 | 0 | 0 | 0 | 0 | 0 | 0 | 0 | 0 | 0 | 0 | 0 | 0 | 0 | 0 | 0 | 0 | 0 | 0 | 0 | 0 | 0 | 288 | 288 | 288 | 288 | 0 | 0 | 0 | 0 | 0 | 0
Sunrise Power Project | zp26 | ca | 265 | ng | 7000 | 2003-08-01 | x | 0 | 0 | 0 | 0 | 0 | 0 | 0 | 0 | 0 | 0 | 0 | 0 | 0 | 0 | 0 | 0 | 0 | 0 | 0 | 0 | 0 | 0 | 0 | 0 | 0 | 0 | 0 | 0 | 0 | 0 | 0 | 0 | 19080 | 19080 | 19080 | 19080 | 19080 | 19080 | 19080 | 19080 | 19080 | 19080 | 19080 | 19080 | 0 | 0 | 0 | 0 | 0 | 0 | 0 | 0 | 0 | 0 | 0 | 0 | 0 | 0 | 6360 | 19080 | 19080 | 19080 | 12720 | 0
La Paloma 1 | zp26 | ca | 524 | ng | 7100 | 2002-07-01 | x | 0 | 0 | 0 | 0 | 0 | 0 | 0 | 0 | 0 | 0 | 0 | 0 | 0 | 0 | 0 | 0 | 0 | 0 | 0 | 36470.4 | 36470.4 | 36470.4 | 36470.4 | 36470.4 | 36470.4 | 36470.4 | 36470.4 | 36470.4 | 36470.4 | 36470.4 | 36470.4 | 0 | 0 | 0 | 0 | 0 | 0 | 0 | 0 | 0 | 0 | 0 | 0 | 0 | 0 | 0 | 0 | 0 | 0 | 0 | 0 | 0 | 0 | 0 | 24313.6 | 36470.4 | 36470.4 | 36470.4 | 12156.8 | 0 | 0 | 0 | 0 | 0
La Paloma 2 | zp26 | ca | 524 | ng | 7100 | 2002-10-01 | x | 0 | 0 | 0 | 0 | 0 | 0 | 0 | 0 | 0 | 0 | 0 | 0 | 0 | 0 | 0 | 0 | 0 | 0 | 0 | 0 | 0 | 0 | 36470.4 | 36470.4 | 36470.4 | 36470.4 | 36470.4 | 36470.4 | 36470.4 | 36470.4 | 36470.4 | 36470.4 | 36470.4 | 36470.4 | 0 | 0 | 0 | 0 | 0 | 0 | 0 | 0 | 0 | 0 | 0 | 0 | 0 | 0 | 0 | 0 | 0 | 0 | 0 | 0 | 0 | 24313.6 | 36470.4 | 36470.4 | 36470.4 | 12156.8 | 0 | 0 | 0 | 0
Elk Hills | zp26 | ca | 550 | ng | 7100 | 2003-03-01 | x | 0 | 0 | 0 | 0 | 0 | 0 | 0 | 0 | 0 | 0 | 0 | 0 | 0 | 0 | 0 | 0 | 0 | 0 | 0 | 0 | 0 | 0 | 0 | 0 | 0 | 0 | 0 | 38280 | 38280 | 38280 | 38280 | 38280 | 38280 | 38280 | 38280 | 38280 | 38280 | 38280 | 38280 | 0 | 0 | 0 | 0 | 0 | 0 | 0 | 0 | 0 | 0 | 0 | 0 | 0 | 0 | 0 | 0 | 0 | 0 | 38280 | 38280 | 38280 | 38280 | 0 | 0 | 0
Chowchilla Peaker | zp26 | ca | 49 | ng | 9700 | 2001-06-14 | x | 0 | 0 | 0 | 0 | 0 | 0 | 352.8 | 352.8 | 352.8 | 282.24 | 317.52 | 352.8 | 352.8 | 352.8 | 352.8 | 352.8 | 352.8 | 352.8 | 0 | 0 | 0 | 0 | 0 | 0 | 0 | 0 | 0 | 0 | 0 | 0 | 0 | 0 | 0 | 0 | 0 | 0 | 0 | 0 | 0 | 0 | 0 | 0 | 0 | 0 | 0 | 0 | 0 | 0 | 0 | 0 | 352.8 | 317.52 | 352.8 | 352.8 | 0 | 0 | 0 | 0 | 0 | 0 | 0 | 0 | 0 | 0
Hanford Energy | zp26 | ca | 95 | ng | 9700 | 2001-09-03 | x | 0 | 0 | 0 | 0 | 0 | 0 | 0 | 0 | 0 | 547.2 | 615.6 | 684 | 684 | 684 | 684 | 684 | 684 | 684 | 684 | 684 | 684 | 0 | 0 | 0 | 0 | 0 | 0 | 0 | 0 | 0 | 0 | 0 | 0 | 0 | 0 | 0 | 0 | 0 | 0 | 0 | 0 | 0 | 0 | 0 | 0 | 0 | 0 | 0 | 0 | 0 | 0 | 615.6 | 684 | 684 | 684 | 0 | 0 | 0 | 0 | 0 | 0 | 0 | 0 | 0
King City Peaker | zp26 | ca | 50 | ng | 9700 | 2002-01-14 | x | 0 | 0 | 0 | 0 | 0 | 0 | 0 | 0 | 0 | 0 | 0 | 0 | 0 | 360 | 360 | 360 | 360 | 360 | 360 | 360 | 360 | 360 | 360 | 360 | 360 | 0 | 0 | 0 | 0 | 0 | 0 | 0 | 0 | 0 | 0 | 0 | 0 | 0 | 0 | 0 | 0 | 0 | 0 | 0 | 0 | 0 | 0 | 0 | 0 | 0 | 0 | 0 | 240 | 360 | 360 | 360 | 120 | 0 | 0 | 0 | 0 | 0 | 0 | 0
TOTAL |  |  | 30164.9 |  |  |  | TOTAL | 0 | 12180 | 9744 | 9854.88 | 8837.0957 | 12520.0742 | 122555.3328 | 234030.5328 | 278886.2928 | 251519.9117 | 286848.9806 | 343517.8464 | 376051.8624 | 367815.0624 | 368009.4624 | 366111.0624 | 425370.9696 | 424518.9696 | 484908.7176 | 567392.0136 | 583410.8136 | 563626.8168 | 602712.0168 | 584179.26 | 551645.244 | 621336.444 | 621142.044 | 740422.044 | 761152.044 | 845194.644 | 1024241.808 | 931299.312 | 934948.152 | 923394.552 | 965031.552 | 996207.552 | 996207.552 | 969073.152 | 969073.152 | 849793.152 | 769153.152 | 685040.952 | 338698.8 | 237682.8 | 173159.4 | 168983.4 | 83940 | 46500
CAN |  |  | 1426.9 |  |  |  | CAN | 0 | 12180 | 9744 | 9744 | 8553.6 | 11404.8 | 30960 | 30960 | 32400 | 30374.4 | 34819.2 | 42821.76 | 51946.896 | 39766.896 | 39766.896 | 38026.896 | 37690.896 | 37690.896 | 20986.896 | 20986.896 | 34366.896 | 28798.896 | 31558.896 | 27425.136 | 18300 | 37934.4 | 37934.4 | 37934.4 | 37934.4 | 37934.4 | 37934.4 | 37934.4 | 23114.4 | 27290.4 | 23810.4 | 23810.4 | 23810.4 | 4176 | 4176 | 4176 | 4176 | 4176 | 4176 | 4176 | 4176 | 0 | 0 | 0
DSW |  |  | 11956 |  |  |  | DSW | 0 | 0 | 0 | 0 | 0 | 0 | 80886.84 | 80886.84 | 121596.84 | 97277.472 | 109437.156 | 121596.84 | 121596.84 | 121596.84 | 121596.84 | 121596.84 | 121596.84 | 121596.84 | 107550 | 148664.88 | 153793.44 | 169523.04 | 169523.04 | 175787.04 | 175787.04 | 175787.04 | 175787.04 | 256787.04 | 299987.04 | 345430.44 | 487733.04 | 446618.16 | 446223 | 430493.4 | 515536.8 | 509272.8 | 509272.8 | 555772.8 | 555772.8 | 474772.8 | 431572.8 | 386129.4 | 176986.8 | 176986.8 | 131543.4 | 131543.4 | 46500 | 46500
NP15 |  |  | 4044.9 |  |  |  | NP15 | 0 | 0 | 0 | 110.88 | 95.04 | 380.16 | 475.2 | 72998.4 | 73151.76 | 59011.6992 | 66388.1616 | 73764.624 | 74829.504 | 74829.504 | 74829.504 | 74671.104 | 134527.104 | 134210.304 | 137013.744 | 140841.744 | 140688.384 | 140075.52 | 140075.52 | 140075.52 | 139010.64 | 139010.64 | 139010.64 | 139010.64 | 79154.64 | 79154.64 | 76351.2 | 0 | 0 | 0 | 0 | 0 | 0 | 0 | 0 | 0 | 0 | 0 | 0 | 0 | 0 | 0 | 0 | 0
PNW |  |  | 5107.5 |  |  |  | PNW | 0 | 0 | 0 | 0 | 188.4557 | 481.6742 | 674.0928 | 36242.0928 | 36422.0928 | 47362.8365 | 54281.111 | 63312.3456 | 85656.3456 | 89239.5456 | 89433.9456 | 89433.9456 | 89173.8528 | 88885.8528 | 176990.2008 | 181444.2168 | 181480.2168 | 158698.764 | 161045.964 | 158045.964 | 135701.964 | 132118.764 | 131924.364 | 131924.364 | 131870.364 | 131870.364 | 101861.568 | 67407.552 | 67191.552 | 67191.552 | 63735.552 | 101175.552 | 101175.552 | 101175.552 | 101175.552 | 101175.552 | 101175.552 | 101175.552 | 43008 | 37440 | 37440 | 37440 | 37440 | 0
RM |  |  | 1000.9 |  |  |  | RM | 0 | 0 | 0 | 0 | 0 | 0 | 8889.6 | 8889.6 | 10617.6 | 8494.08 | 11478.24 | 12753.6 | 12753.6 | 12753.6 | 12753.6 | 12753.6 | 12753.6 | 12753.6 | 13051.2 | 13051.2 | 11323.2 | 11323.2 | 9187.2 | 9187.2 | 9187.2 | 9187.2 | 9187.2 | 9187.2 | 9187.2 | 43747.2 | 34560 | 34560 | 34560 | 34560 | 34560 | 34560 | 34560 | 34560 | 34560 | 34560 | 34560 | 0 | 0 | 0 | 0 | 0 | 0 | 0
SP15 |  |  | 4571.7 |  |  |  | SP15 | 0 | 0 | 0 | 0 | 0 | 253.44 | 316.8 | 3700.8 | 4345.2 | 8169.984 | 9511.992 | 28231.8768 | 28231.8768 | 28231.8768 | 28231.8768 | 28231.8768 | 28231.8768 | 27984.6768 | 28272.6768 | 24888.6768 | 24244.2768 | 18376.9968 | 18020.5968 | 357.6 | 357.6 | 54357.6 | 54357.6 | 54357.6 | 91797.6 | 95836.8 | 174580.8 | 270028.8 | 270028.8 | 270028.8 | 270028.8 | 270028.8 | 270028.8 | 216028.8 | 216028.8 | 216028.8 | 178588.8 | 174480 | 95448 | 0 | 0 | 0 | 0 | 0
ZP26 |  |  | 2057 |  |  |  | ZP26 | 0 | 0 | 0 | 0 | 0 | 0 | 352.8 | 352.8 | 352.8 | 829.44 | 933.12 | 1036.8 | 1036.8 | 1396.8 | 1396.8 | 1396.8 | 1396.8 | 1396.8 | 1044 | 37514.4 | 37514.4 | 36830.4 | 73300.8 | 73300.8 | 73300.8 | 72940.8 | 72940.8 | 111220.8 | 111220.8 | 111220.8 | 111220.8 | 74750.4 | 93830.4 | 93830.4 | 57360 | 57360 | 57360 | 57360 | 57360 | 19080 | 19080 | 19080 | 19080 | 19080 | 0 | 0 | 0 | 0
Total |  |  | 30164.9 |  |  |  | Total | 0 | 12180 | 9744 | 9854.88 | 8837.0957 | 12520.0742 | 122555.3328 | 234030.5328 | 278886.2928 | 251519.9117 | 286848.9806 | 343517.8464 | 376051.8624 | 367815.0624 | 368009.4624 | 366111.0624 | 425370.9696 | 424518.9696 | 484908.7176 | 567392.0136 | 583410.8136 | 563626.8168 | 602712.0168 | 584179.26 | 551645.244 | 621336.444 | 621142.044 | 740422.044 | 761152.044 | 845194.644 | 1024241.808 | 931299.312 | 934948.152 | 923394.552 | 965031.552 | 996207.552 | 996207.552 | 969073.152 | 969073.152 | 849793.152 | 769153.152 | 685040.952 | 338698.8 | 237682.8 | 173159.4 | 168983.4 | 83940 | 46500

## Gas
Baseload Plants | [6 empty] | Heat Rate | 10000 | 10000 | 10000 | 10000 | 10000 | 10000 | 10000 | 10000 | 10000 | 10000 | 10000 | 10000 | 10000 | 10000 | 10000 | 10000 | 10000 | 10000 | 10000 | 10000 | 10000 | 10000 | 10000 | 10000 | 10000 | 10000 | 10000 | 10000 | 10000 | 10000 | 10000 | 10000 | 10000 | 10000 | 10000 | 10000 | 10000 | 10000 | 10000 | 10000 | 10000 | 10000 | 10000 | 10000 | 10000 | 10000 | 10000 | 10000
# peak hours per day = 13.44 24 hours * 0.56 | [6 empty] | Peak Utiliz. | 95% | 95% | 95% | 95% | 95% | 95% | 95% | 95% | 95% | 95% | 95% | 95% | 95% | 95% | 95% | 95% | 95% | 95% | 95% | 95% | 95% | 95% | 95% | 95% | 95% | 95% | 95% | 95% | 95% | 95% | 95% | 95% | 95% | 95% | 95% | 95% | 95% | 95% | 95% | 95% | 95% | 95% | 95% | 95% | 95% | 95% | 95% | 95%
[7 empty] | Off Peak Utiliz. | 40% | 40% | 40% | 40% | 40% | 40% | 40% | 40% | 40% | 40% | 40% | 40% | 40% | 40% | 40% | 40% | 40% | 40% | 40% | 40% | 40% | 40% | 40% | 40% | 40% | 40% | 40% | 40% | 40% | 40% | 40% | 40% | 40% | 40% | 40% | 40% | 40% | 40% | 40% | 40% | 40% | 40% | 40% | 40% | 40% | 40% | 40% | 40%
PlantName | Region | State | Capacity | Fuel | HeatRate | OnlineDate | time axis 2001-01-01 to 2004-12-01
Arlington Valley | dsw | az | 580 | ng | 6707 | 2002-08-01 | x | 0 | 0 | 0 | 0 | 0 | 0 | 0 | 0 | 0 | 0 | 0 | 0 | 0 | 0 | 0 | 0 | 0 | 0 | 0 | 0 | 32453.7005 | 32453.7005 | 32453.7005 | 32453.7005 | 32453.7005 | 32453.7005 | 32453.7005 | 32453.7005 | 32453.7005 | 32453.7005 | 32453.7005 | 32453.7005 | 0 | 0 | 0 | 0 | 0 | 0 | 0 | 0 | 0 | 0 | 0 | 0 | 0 | 0 | 0 | 0
Gila River (Phase 1) | dsw | az | 575 | ng | 6707 | 2003-05-01 | x | 0 | 0 | 0 | 0 | 0 | 0 | 0 | 0 | 0 | 0 | 0 | 0 | 0 | 0 | 0 | 0 | 0 | 0 | 0 | 0 | 0 | 0 | 0 | 0 | 0 | 0 | 0 | 0 | 0 | 32173.9272 | 32173.9272 | 32173.9272 | 32173.9272 | 32173.9272 | 32173.9272 | 32173.9272 | 32173.9272 | 32173.9272 | 32173.9272 | 32173.9272 | 32173.9272 | 0 | 0 | 0 | 0 | 0 | 0 | 0
Moapa Energy Facility 2 | dsw | nv | 600 | ng | 6707 | 2003-06-01 | x | 0 | 0 | 0 | 0 | 0 | 0 | 0 | 0 | 0 | 0 | 0 | 0 | 0 | 0 | 0 | 0 | 0 | 0 | 0 | 0 | 0 | 0 | 0 | 0 | 0 | 0 | 0 | 0 | 0 | 0 | 33572.7936 | 33572.7936 | 33572.7936 | 33572.7936 | 33572.7936 | 33572.7936 | 33572.7936 | 33572.7936 | 33572.7936 | 33572.7936 | 33572.7936 | 33572.7936 | 0 | 0 | 0 | 0 | 0 | 0
Gila River (Phase 2) | dsw | az | 575 | ng | 6707 | 2003-06-15 | x | 0 | 0 | 0 | 0 | 0 | 0 | 0 | 0 | 0 | 0 | 0 | 0 | 0 | 0 | 0 | 0 | 0 | 0 | 0 | 0 | 0 | 0 | 0 | 0 | 0 | 0 | 0 | 0 | 0 | 0 | 32173.9272 | 32173.9272 | 32173.9272 | 32173.9272 | 32173.9272 | 32173.9272 | 32173.9272 | 32173.9272 | 32173.9272 | 32173.9272 | 32173.9272 | 32173.9272 | 0 | 0 | 0 | 0 | 0 | 0
Gila River (Phase 3) | dsw | az | 575 | ng | 6707 | 2003-08-15 | x | 0 | 0 | 0 | 0 | 0 | 0 | 0 | 0 | 0 | 0 | 0 | 0 | 0 | 0 | 0 | 0 | 0 | 0 | 0 | 0 | 0 | 0 | 0 | 0 | 0 | 0 | 0 | 0 | 0 | 0 | 0 | 0 | 32173.9272 | 32173.9272 | 32173.9272 | 32173.9272 | 32173.9272 | 32173.9272 | 32173.9272 | 32173.9272 | 32173.9272 | 32173.9272 | 32173.9272 | 32173.9272 | 0 | 0 | 0 | 0
Gila River (Phase 4) | dsw | az | 575 | ng | 6707 | 2003-10-01 | x | 0 | 0 | 0 | 0 | 0 | 0 | 0 | 0 | 0 | 0 | 0 | 0 | 0 | 0 | 0 | 0 | 0 | 0 | 0 | 0 | 0 | 0 | 0 | 0 | 0 | 0 | 0 | 0 | 0 | 0 | 0 | 0 | 0 | 0 | 32173.9272 | 32173.9272 | 32173.9272 | 32173.9272 | 32173.9272 | 32173.9272 | 32173.9272 | 32173.9272 | 32173.9272 | 32173.9272 | 32173.9272 | 32173.9272 | 0 | 0
Contra Costa 8 | np15 | ca | 580 | ng | 6707 | 2005-06-01 | x | 0 | 0 | 0 | 0 | 0 | 0 | 0 | 0 | 0 | 0 | 0 | 0 | 0 | 0 | 0 | 0 | 0 | 0 | 0 | 0 | 0 | 0 | 0 | 0 | 0 | 0 | 0 | 0 | 0 | 0 | 0 | 0 | 0 | 0 | 0 | 0 | 0 | 0 | 0 | 0 | 0 | 0 | 0 | 0 | 0 | 0 | 0 | 0
Goldendale | pnw | wa | 288 | ng | 6707 | 2002-07-01 | x | 0 | 0 | 0 | 0 | 0 | 0 | 0 | 0 | 0 | 0 | 0 | 0 | 0 | 0 | 0 | 0 | 0 | 0 | 0 | 16114.9409 | 16114.9409 | 16114.9409 | 16114.9409 | 16114.9409 | 16114.9409 | 16114.9409 | 16114.9409 | 16114.9409 | 16114.9409 | 16114.9409 | 16114.9409 | 0 | 0 | 0 | 0 | 0 | 0 | 0 | 0 | 0 | 0 | 0 | 0 | 0 | 0 | 0 | 0 | 0
Grays Harbor | pnw | wa | 650 | ng | 6707 | 2003-06-01 | x | 0 | 0 | 0 | 0 | 0 | 0 | 0 | 0 | 0 | 0 | 0 | 0 | 0 | 0 | 0 | 0 | 0 | 0 | 0 | 0 | 0 | 0 | 0 | 0 | 0 | 0 | 0 | 0 | 0 | 0 | 36370.5264 | 36370.5264 | 36370.5264 | 36370.5264 | 36370.5264 | 36370.5264 | 36370.5264 | 36370.5264 | 36370.5264 | 36370.5264 | 36370.5264 | 36370.5264 | 0 | 0 | 0 | 0 | 0 | 0
Mint Farm Project | pnw | wa | 86 | ng | 6707 | 2003-06-01 | x | 0 | 0 | 0 | 0 | 0 | 0 | 0 | 0 | 0 | 0 | 0 | 0 | 0 | 0 | 0 | 0 | 0 | 0 | 0 | 0 | 0 | 0 | 0 | 0 | 0 | 0 | 0 | 0 | 0 | 0 | 4812.1004 | 4812.1004 | 4812.1004 | 4812.1004 | 4812.1004 | 4812.1004 | 4812.1004 | 4812.1004 | 4812.1004 | 4812.1004 | 4812.1004 | 4812.1004 | 0 | 0 | 0 | 0 | 0 | 0
Fort St. Vrain 4 | rm | co | 100 | ng | 6707 | 2001-06-13 | x | 0 | 0 | 0 | 0 | 0 | 0 | 5595.4656 | 5595.4656 | 5595.4656 | 5595.4656 | 5595.4656 | 5595.4656 | 5595.4656 | 5595.4656 | 5595.4656 | 5595.4656 | 5595.4656 | 5595.4656 | 0 | 0 | 0 | 0 | 0 | 0 | 0 | 0 | 0 | 0 | 0 | 0 | 0 | 0 | 0 | 0 | 0 | 0 | 0 | 0 | 0 | 0 | 0 | 0 | 0 | 0 | 0 | 0 | 0 | 0
Mountainview | sp15 | ca | 1000 | ng | 6707 | 2003-06-01 | x | 0 | 0 | 0 | 0 | 0 | 0 | 0 | 0 | 0 | 0 | 0 | 0 | 0 | 0 | 0 | 0 | 0 | 0 | 0 | 0 | 0 | 0 | 0 | 0 | 0 | 0 | 0 | 0 | 0 | 0 | 55954.656 | 55954.656 | 55954.656 | 55954.656 | 55954.656 | 55954.656 | 55954.656 | 55954.656 | 55954.656 | 55954.656 | 55954.656 | 55954.656 | 0 | 0 | 0 | 0 | 0 | 0
Coyote Springs 2 | pnw | or | 280 | ng | 6760 | 2002-06-01 | x | 0 | 0 | 0 | 0 | 0 | 0 | 0 | 0 | 0 | 0 | 0 | 0 | 0 | 0 | 0 | 0 | 0 | 0 | 15415.1424 | 15415.1424 | 15415.1424 | 15415.1424 | 15415.1424 | 15415.1424 | 15415.1424 | 15415.1424 | 15415.1424 | 15415.1424 | 15415.1424 | 15415.1424 | 0 | 0 | 0 | 0 | 0 | 0 | 0 | 0 | 0 | 0 | 0 | 0 | 0 | 0 | 0 | 0 | 0 | 0
South Point | dsw | az | 555 | ng | 6793 | 2001-06-07 | x | 0 | 0 | 0 | 0 | 0 | 0 | 30243.8059 | 30243.8059 | 30243.8059 | 30243.8059 | 30243.8059 | 30243.8059 | 30243.8059 | 30243.8059 | 30243.8059 | 30243.8059 | 30243.8059 | 30243.8059 | 0 | 0 | 0 | 0 | 0 | 0 | 0 | 0 | 0 | 0 | 0 | 0 | 0 | 0 | 0 | 0 | 0 | 0 | 0 | 0 | 0 | 0 | 0 | 0 | 0 | 0 | 0 | 0 | 0 | 0
Hermiston | pnw | or | 533.5 | ng | 6793 | 2002-06-01 | x | 0 | 0 | 0 | 0 | 0 | 0 | 0 | 0 | 0 | 0 | 0 | 0 | 0 | 0 | 0 | 0 | 0 | 0 | 29072.199 | 29072.199 | 29072.199 | 29072.199 | 29072.199 | 29072.199 | 29072.199 | 29072.199 | 29072.199 | 29072.199 | 29072.199 | 29072.199 | 0 | 0 | 0 | 0 | 0 | 0 | 0 | 0 | 0 | 0 | 0 | 0 | 0 | 0 | 0 | 0 | 0 | 0
Mesquite Power GS 2 | dsw | az | 625 | ng | 6900 | 2004-01-01 | x | 0 | 0 | 0 | 0 | 0 | 0 | 0 | 0 | 0 | 0 | 0 | 0 | 0 | 0 | 0 | 0 | 0 | 0 | 0 | 0 | 0 | 0 | 0 | 0 | 0 | 0 | 0 | 0 | 0 | 0 | 0 | 0 | 0 | 0 | 0 | 0 | 0 | 32922 | 32922 | 32922 | 32922 | 32922 | 32922 | 32922 | 32922 | 32922 | 32922 | 32922
Apex Industrial Park | dsw | nv | 500 | ng | 7000 | 2003-03-01 | x | 0 | 0 | 0 | 0 | 0 | 0 | 0 | 0 | 0 | 0 | 0 | 0 | 0 | 0 | 0 | 0 | 0 | 0 | 0 | 0 | 0 | 0 | 0 | 0 | 0 | 0 | 0 | 25488 | 25488 | 25488 | 25488 | 25488 | 25488 | 25488 | 25488 | 25488 | 25488 | 25488 | 25488 | 0 | 0 | 0 | 0 | 0 | 0 | 0 | 0 | 0
Mesquite Power GS 1 | dsw | az | 625 | ng | 7000 | 2003-03-01 | x | 0 | 0 | 0 | 0 | 0 | 0 | 0 | 0 | 0 | 0 | 0 | 0 | 0 | 0 | 0 | 0 | 0 | 0 | 0 | 0 | 0 | 0 | 0 | 0 | 0 | 0 | 0 | 31860 | 31860 | 31860 | 31860 | 31860 | 31860 | 31860 | 31860 | 31860 | 31860 | 31860 | 31860 | 0 | 0 | 0 | 0 | 0 | 0 | 0 | 0 | 0
Moapa Energy Facility 1 | dsw | nv | 600 | ng | 7000 | 2003-04-01 | x | 0 | 0 | 0 | 0 | 0 | 0 | 0 | 0 | 0 | 0 | 0 | 0 | 0 | 0 | 0 | 0 | 0 | 0 | 0 | 0 | 0 | 0 | 0 | 0 | 0 | 0 | 0 | 0 | 30585.6 | 30585.6 | 30585.6 | 30585.6 | 30585.6 | 30585.6 | 30585.6 | 30585.6 | 30585.6 | 30585.6 | 30585.6 | 30585.6 | 0 | 0 | 0 | 0 | 0 | 0 | 0 | 0
Reliant Energy Bighorn | dsw | nv | 575 | ng | 7000 | 2003-06-01 | x | 0 | 0 | 0 | 0 | 0 | 0 | 0 | 0 | 0 | 0 | 0 | 0 | 0 | 0 | 0 | 0 | 0 | 0 | 0 | 0 | 0 | 0 | 0 | 0 | 0 | 0 | 0 | 0 | 0 | 0 | 29311.2 | 29311.2 | 29311.2 | 29311.2 | 29311.2 | 29311.2 | 29311.2 | 29311.2 | 29311.2 | 29311.2 | 29311.2 | 29311.2 | 0 | 0 | 0 | 0 | 0 | 0
Harquahala | dsw | az | 1040 | ng | 7000 | 2003-06-01 | x | 0 | 0 | 0 | 0 | 0 | 0 | 0 | 0 | 0 | 0 | 0 | 0 | 0 | 0 | 0 | 0 | 0 | 0 | 0 | 0 | 0 | 0 | 0 | 0 | 0 | 0 | 0 | 0 | 0 | 0 | 53015.04 | 53015.04 | 53015.04 | 53015.04 | 53015.04 | 53015.04 | 53015.04 | 53015.04 | 53015.04 | 53015.04 | 53015.04 | 53015.04 | 0 | 0 | 0 | 0 | 0 | 0
Luna Energy Facility | dsw | az | 550 | ng | 7000 | 2003-10-01 | x | 0 | 0 | 0 | 0 | 0 | 0 | 0 | 0 | 0 | 0 | 0 | 0 | 0 | 0 | 0 | 0 | 0 | 0 | 0 | 0 | 0 | 0 | 0 | 0 | 0 | 0 | 0 | 0 | 0 | 0 | 0 | 0 | 0 | 0 | 28036.8 | 28036.8 | 28036.8 | 28036.8 | 28036.8 | 28036.8 | 28036.8 | 28036.8 | 28036.8 | 28036.8 | 28036.8 | 28036.8 | 0 | 0
Klamath Cogen | pnw | or | 484 | ng | 7000 | 2001-07-29 | x | 0 | 0 | 0 | 0 | 0 | 0 | 0 | 24672.384 | 24672.384 | 24672.384 | 24672.384 | 24672.384 | 24672.384 | 24672.384 | 24672.384 | 24672.384 | 24672.384 | 24672.384 | 24672.384 | 0 | 0 | 0 | 0 | 0 | 0 | 0 | 0 | 0 | 0 | 0 | 0 | 0 | 0 | 0 | 0 | 0 | 0 | 0 | 0 | 0 | 0 | 0 | 0 | 0 | 0 | 0 | 0 | 0
Chehalis Gen | pnw | wa | 520 | ng | 7000 | 2003-11-01 | x | 0 | 0 | 0 | 0 | 0 | 0 | 0 | 0 | 0 | 0 | 0 | 0 | 0 | 0 | 0 | 0 | 0 | 0 | 0 | 0 | 0 | 0 | 0 | 0 | 0 | 0 | 0 | 0 | 0 | 0 | 0 | 0 | 0 | 0 | 0 | 26507.52 | 26507.52 | 26507.52 | 26507.52 | 26507.52 | 26507.52 | 26507.52 | 26507.52 | 26507.52 | 26507.52 | 26507.52 | 26507.52 | 0
Front Range | rm | co | 480 | ng | 7000 | 2003-05-01 | x | 0 | 0 | 0 | 0 | 0 | 0 | 0 | 0 | 0 | 0 | 0 | 0 | 0 | 0 | 0 | 0 | 0 | 0 | 0 | 0 | 0 | 0 | 0 | 0 | 0 | 0 | 0 | 0 | 0 | 24468.48 | 24468.48 | 24468.48 | 24468.48 | 24468.48 | 24468.48 | 24468.48 | 24468.48 | 24468.48 | 24468.48 | 24468.48 | 24468.48 | 0 | 0 | 0 | 0 | 0 | 0 | 0
Pastoria Energy Facility | sp15 | ca | 750 | ng | 7000 | 2003-01-01 | x | 0 | 0 | 0 | 0 | 0 | 0 | 0 | 0 | 0 | 0 | 0 | 0 | 0 | 0 | 0 | 0 | 0 | 0 | 0 | 0 | 0 | 0 | 0 | 0 | 0 | 38232 | 38232 | 38232 | 38232 | 38232 | 38232 | 38232 | 38232 | 38232 | 38232 | 38232 | 38232 | 0 | 0 | 0 | 0 | 0 | 0 | 0 | 0 | 0 | 0 | 0
Blythe Energy | sp15 | ca | 520 | ng | 7000 | 2003-04-01 | x | 0 | 0 | 0 | 0 | 0 | 0 | 0 | 0 | 0 | 0 | 0 | 0 | 0 | 0 | 0 | 0 | 0 | 0 | 0 | 0 | 0 | 0 | 0 | 0 | 0 | 0 | 0 | 0 | 26507.52 | 26507.52 | 26507.52 | 26507.52 | 26507.52 | 26507.52 | 26507.52 | 26507.52 | 26507.52 | 26507.52 | 26507.52 | 26507.52 | 0 | 0 | 0 | 0 | 0 | 0 | 0 | 0
High Desert Power Project | sp15 | ca | 765 | ng | 7000 | 2003-07-01 | x | 0 | 0 | 0 | 0 | 0 | 0 | 0 | 0 | 0 | 0 | 0 | 0 | 0 | 0 | 0 | 0 | 0 | 0 | 0 | 0 | 0 | 0 | 0 | 0 | 0 | 0 | 0 | 0 | 0 | 0 | 0 | 38996.64 | 38996.64 | 38996.64 | 38996.64 | 38996.64 | 38996.64 | 38996.64 | 38996.64 | 38996.64 | 38996.64 | 38996.64 | 38996.64 | 0 | 0 | 0 | 0 | 0
Sunrise Power Project | zp26 | ca | 265 | ng | 7000 | 2003-08-01 | x | 0 | 0 | 0 | 0 | 0 | 0 | 0 | 0 | 0 | 0 | 0 | 0 | 0 | 0 | 0 | 0 | 0 | 0 | 0 | 0 | 0 | 0 | 0 | 0 | 0 | 0 | 0 | 0 | 0 | 0 | 0 | 0 | 13508.64 | 13508.64 | 13508.64 | 13508.64 | 13508.64 | 13508.64 | 13508.64 | 13508.64 | 13508.64 | 13508.64 | 13508.64 | 13508.64 | 0 | 0 | 0 | 0
Fredrickson(Tenaska) | pnw | wa | 248 | ng | 7065 | 2002-06-01 | x | 0 | 0 | 0 | 0 | 0 | 0 | 0 | 0 | 0 | 0 | 0 | 0 | 0 | 0 | 0 | 0 | 0 | 0 | 12368.137 | 12368.137 | 12368.137 | 12368.137 | 12368.137 | 12368.137 | 12368.137 | 12368.137 | 12368.137 | 12368.137 | 12368.137 | 12368.137 | 0 | 0 | 0 | 0 | 0 | 0 | 0 | 0 | 0 | 0 | 0 | 0 | 0 | 0 | 0 | 0 | 0 | 0
Medicine Hat | can | ab | 25 | ng | 7100 | 2001-01-01 | x | 0 | 1231.92 | 1231.92 | 1231.92 | 1231.92 | 1231.92 | 1231.92 | 1231.92 | 1231.92 | 1231.92 | 1231.92 | 1231.92 | 1231.92 | 0 | 0 | 0 | 0 | 0 | 0 | 0 | 0 | 0 | 0 | 0 | 0 | 0 | 0 | 0 | 0 | 0 | 0 | 0 | 0 | 0 | 0 | 0 | 0 | 0 | 0 | 0 | 0 | 0 | 0 | 0 | 0 | 0 | 0 | 0
Millenium | can | ab | 150 | ng | 7100 | 2001-01-15 | x | 0 | 7391.52 | 7391.52 | 7391.52 | 7391.52 | 7391.52 | 7391.52 | 7391.52 | 7391.52 | 7391.52 | 7391.52 | 7391.52 | 7391.52 | 0 | 0 | 0 | 0 | 0 | 0 | 0 | 0 | 0 | 0 | 0 | 0 | 0 | 0 | 0 | 0 | 0 | 0 | 0 | 0 | 0 | 0 | 0 | 0 | 0 | 0 | 0 | 0 | 0 | 0 | 0 | 0 | 0 | 0 | 0
Edmonton | can | ab | 25 | ng | 7100 | 2001-03-01 | x | 0 | 0 | 0 | 1231.92 | 1231.92 | 1231.92 | 1231.92 | 1231.92 | 1231.92 | 1231.92 | 1231.92 | 1231.92 | 1231.92 | 1231.92 | 1231.92 | 0 | 0 | 0 | 0 | 0 | 0 | 0 | 0 | 0 | 0 | 0 | 0 | 0 | 0 | 0 | 0 | 0 | 0 | 0 | 0 | 0 | 0 | 0 | 0 | 0 | 0 | 0 | 0 | 0 | 0 | 0 | 0 | 0
Island Cogen | can | bc | 240 | ng | 7100 | 2001-06-24 | x | 0 | 0 | 0 | 0 | 0 | 0 | 11826.432 | 11826.432 | 11826.432 | 11826.432 | 11826.432 | 11826.432 | 11826.432 | 11826.432 | 11826.432 | 11826.432 | 11826.432 | 11826.432 | 0 | 0 | 0 | 0 | 0 | 0 | 0 | 0 | 0 | 0 | 0 | 0 | 0 | 0 | 0 | 0 | 0 | 0 | 0 | 0 | 0 | 0 | 0 | 0 | 0 | 0 | 0 | 0 | 0 | 0
Carseland | can | ab | 80 | ng | 7100 | 2001-09-25 | x | 0 | 0 | 0 | 0 | 0 | 0 | 0 | 0 | 0 | 3942.144 | 3942.144 | 3942.144 | 3942.144 | 3942.144 | 3942.144 | 3942.144 | 3942.144 | 3942.144 | 3942.144 | 3942.144 | 3942.144 | 0 | 0 | 0 | 0 | 0 | 0 | 0 | 0 | 0 | 0 | 0 | 0 | 0 | 0 | 0 | 0 | 0 | 0 | 0 | 0 | 0 | 0 | 0 | 0 | 0 | 0 | 0
Cavalier | can | ab | 26 | ng | 7100 | 2001-11-26 | x | 0 | 0 | 0 | 0 | 0 | 0 | 0 | 0 | 0 | 0 | 0 | 1281.1968 | 1281.1968 | 1281.1968 | 1281.1968 | 1281.1968 | 1281.1968 | 1281.1968 | 1281.1968 | 1281.1968 | 1281.1968 | 1281.1968 | 1281.1968 | 0 | 0 | 0 | 0 | 0 | 0 | 0 | 0 | 0 | 0 | 0 | 0 | 0 | 0 | 0 | 0 | 0 | 0 | 0 | 0 | 0 | 0 | 0 | 0 | 0
Redwater | can | ab | 28 | ng | 7100 | 2001-11-28 | x | 0 | 0 | 0 | 0 | 0 | 0 | 0 | 0 | 0 | 0 | 0 | 1379.7504 | 1379.7504 | 1379.7504 | 1379.7504 | 1379.7504 | 1379.7504 | 1379.7504 | 1379.7504 | 1379.7504 | 1379.7504 | 1379.7504 | 1379.7504 | 0 | 0 | 0 | 0 | 0 | 0 | 0 | 0 | 0 | 0 | 0 | 0 | 0 | 0 | 0 | 0 | 0 | 0 | 0 | 0 | 0 | 0 | 0 | 0 | 0
Balzac | can | ab | 106 | ng | 7100 | 2001-12-01 | x | 0 | 0 | 0 | 0 | 0 | 0 | 0 | 0 | 0 | 0 | 0 | 0 | 5223.3408 | 5223.3408 | 5223.3408 | 5223.3408 | 5223.3408 | 5223.3408 | 5223.3408 | 5223.3408 | 5223.3408 | 5223.3408 | 5223.3408 | 5223.3408 | 0 | 0 | 0 | 0 | 0 | 0 | 0 | 0 | 0 | 0 | 0 | 0 | 0 | 0 | 0 | 0 | 0 | 0 | 0 | 0 | 0 | 0 | 0 | 0
Muskeg River Cogen | can | ab | 85 | ng | 7100 | 2002-08-01 | x | 0 | 0 | 0 | 0 | 0 | 0 | 0 | 0 | 0 | 0 | 0 | 0 | 0 | 0 | 0 | 0 | 0 | 0 | 0 | 0 | 4188.528 | 4188.528 | 4188.528 | 4188.528 | 4188.528 | 4188.528 | 4188.528 | 4188.528 | 4188.528 | 4188.528 | 4188.528 | 4188.528 | 0 | 0 | 0 | 0 | 0 | 0 | 0 | 0 | 0 | 0 | 0 | 0 | 0 | 0 | 0 | 0
Scotford Power Plant | can | ab | 50 | ng | 7100 | 2002-10-01 | x | 0 | 0 | 0 | 0 | 0 | 0 | 0 | 0 | 0 | 0 | 0 | 0 | 0 | 0 | 0 | 0 | 0 | 0 | 0 | 0 | 0 | 0 | 2463.84 | 2463.84 | 2463.84 | 2463.84 | 2463.84 | 2463.84 | 2463.84 | 2463.84 | 2463.84 | 2463.84 | 2463.84 | 2463.84 | 0 | 0 | 0 | 0 | 0 | 0 | 0 | 0 | 0 | 0 | 0 | 0 | 0 | 0
Cold Lake | can | ab | 60 | ng | 7100 | 2003-09-01 | x | 0 | 0 | 0 | 0 | 0 | 0 | 0 | 0 | 0 | 0 | 0 | 0 | 0 | 0 | 0 | 0 | 0 | 0 | 0 | 0 | 0 | 0 | 0 | 0 | 0 | 0 | 0 | 0 | 0 | 0 | 0 | 0 | 0 | 2956.608 | 2956.608 | 2956.608 | 2956.608 | 2956.608 | 2956.608 | 2956.608 | 2956.608 | 2956.608 | 2956.608 | 2956.608 | 2956.608 | 0 | 0 | 0
Kyrene Expansion Project | dsw | az | 250 | ng | 7100 | 2002-06-01 | x | 0 | 0 | 0 | 0 | 0 | 0 | 0 | 0 | 0 | 0 | 0 | 0 | 0 | 0 | 0 | 0 | 0 | 0 | 12319.2 | 12319.2 | 12319.2 | 12319.2 | 12319.2 | 12319.2 | 12319.2 | 12319.2 | 12319.2 | 12319.2 | 12319.2 | 12319.2 | 0 | 0 | 0 | 0 | 0 | 0 | 0 | 0 | 0 | 0 | 0 | 0 | 0 | 0 | 0 | 0 | 0 | 0
Red Hawk (Phase 1) | dsw | az | 580 | ng | 7100 | 2002-06-01 | x | 0 | 0 | 0 | 0 | 0 | 0 | 0 | 0 | 0 | 0 | 0 | 0 | 0 | 0 | 0 | 0 | 0 | 0 | 28580.544 | 28580.544 | 28580.544 | 28580.544 | 28580.544 | 28580.544 | 28580.544 | 28580.544 | 28580.544 | 28580.544 | 28580.544 | 28580.544 | 0 | 0 | 0 | 0 | 0 | 0 | 0 | 0 | 0 | 0 | 0 | 0 | 0 | 0 | 0 | 0 | 0 | 0
Red Hawk (Phase 2) | dsw | az | 580 | ng | 7100 | 2002-07-01 | x | 0 | 0 | 0 | 0 | 0 | 0 | 0 | 0 | 0 | 0 | 0 | 0 | 0 | 0 | 0 | 0 | 0 | 0 | 0 | 28580.544 | 28580.544 | 28580.544 | 28580.544 | 28580.544 | 28580.544 | 28580.544 | 28580.544 | 28580.544 | 28580.544 | 28580.544 | 28580.544 | 0 | 0 | 0 | 0 | 0 | 0 | 0 | 0 | 0 | 0 | 0 | 0 | 0 | 0 | 0 | 0 | 0
LV CoGen Expansion | dsw | nv | 226 | ng | 7100 | 2002-09-01 | x | 0 | 0 | 0 | 0 | 0 | 0 | 0 | 0 | 0 | 0 | 0 | 0 | 0 | 0 | 0 | 0 | 0 | 0 | 0 | 0 | 0 | 11136.5568 | 11136.5568 | 11136.5568 | 11136.5568 | 11136.5568 | 11136.5568 | 11136.5568 | 11136.5568 | 11136.5568 | 11136.5568 | 11136.5568 | 11136.5568 | 0 | 0 | 0 | 0 | 0 | 0 | 0 | 0 | 0 | 0 | 0 | 0 | 0 | 0 | 0
Afton Generating Station | dsw | nm | 90 | ng | 7100 | 2002-11-01 | x | 0 | 0 | 0 | 0 | 0 | 0 | 0 | 0 | 0 | 0 | 0 | 0 | 0 | 0 | 0 | 0 | 0 | 0 | 0 | 0 | 0 | 0 | 0 | 4434.912 | 4434.912 | 4434.912 | 4434.912 | 4434.912 | 4434.912 | 4434.912 | 4434.912 | 4434.912 | 4434.912 | 4434.912 | 4434.912 | 0 | 0 | 0 | 0 | 0 | 0 | 0 | 0 | 0 | 0 | 0 | 0 | 0
Sutter | np15 | ca | 547 | ng | 7100 | 2001-07-01 | x | 0 | 0 | 0 | 0 | 0 | 0 | 0 | 26954.4096 | 26954.4096 | 26954.4096 | 26954.4096 | 26954.4096 | 26954.4096 | 26954.4096 | 26954.4096 | 26954.4096 | 26954.4096 | 26954.4096 | 26954.4096 | 0 | 0 | 0 | 0 | 0 | 0 | 0 | 0 | 0 | 0 | 0 | 0 | 0 | 0 | 0 | 0 | 0 | 0 | 0 | 0 | 0 | 0 | 0 | 0 | 0 | 0 | 0 | 0 | 0
Los Medanos | np15 | ca | 495 | ng | 7100 | 2001-07-09 | x | 0 | 0 | 0 | 0 | 0 | 0 | 0 | 24392.016 | 24392.016 | 24392.016 | 24392.016 | 24392.016 | 24392.016 | 24392.016 | 24392.016 | 24392.016 | 24392.016 | 24392.016 | 24392.016 | 0 | 0 | 0 | 0 | 0 | 0 | 0 | 0 | 0 | 0 | 0 | 0 | 0 | 0 | 0 | 0 | 0 | 0 | 0 | 0 | 0 | 0 | 0 | 0 | 0 | 0 | 0 | 0 | 0
Delta Energy Center | np15 | ca | 860 | ng | 7100 | 2002-04-01 | x | 0 | 0 | 0 | 0 | 0 | 0 | 0 | 0 | 0 | 0 | 0 | 0 | 0 | 0 | 0 | 0 | 42378.048 | 42378.048 | 42378.048 | 42378.048 | 42378.048 | 42378.048 | 42378.048 | 42378.048 | 42378.048 | 42378.048 | 42378.048 | 42378.048 | 0 | 0 | 0 | 0 | 0 | 0 | 0 | 0 | 0 | 0 | 0 | 0 | 0 | 0 | 0 | 0 | 0 | 0 | 0 | 0
Moss Landing | np15 | ca | 1097 | ng | 7100 | 2002-07-01 | x | 0 | 0 | 0 | 0 | 0 | 0 | 0 | 0 | 0 | 0 | 0 | 0 | 0 | 0 | 0 | 0 | 0 | 0 | 0 | 54056.6496 | 54056.6496 | 54056.6496 | 54056.6496 | 54056.6496 | 54056.6496 | 54056.6496 | 54056.6496 | 54056.6496 | 54056.6496 | 54056.6496 | 54056.6496 | 0 | 0 | 0 | 0 | 0 | 0 | 0 | 0 | 0 | 0 | 0 | 0 | 0 | 0 | 0 | 0 | 0
Rathdrum | pnw | id | 270 | ng | 7100 | 2001-09-15 | x | 0 | 0 | 0 | 0 | 0 | 0 | 0 | 0 | 0 | 13304.736 | 13304.736 | 13304.736 | 13304.736 | 13304.736 | 13304.736 | 13304.736 | 13304.736 | 13304.736 | 13304.736 | 13304.736 | 13304.736 | 0 | 0 | 0 | 0 | 0 | 0 | 0 | 0 | 0 | 0 | 0 | 0 | 0 | 0 | 0 | 0 | 0 | 0 | 0 | 0 | 0 | 0 | 0 | 0 | 0 | 0 | 0
Big Hanaford Project | pnw | wa | 248 | ng | 7100 | 2002-07-01 | x | 0 | 0 | 0 | 0 | 0 | 0 | 0 | 0 | 0 | 0 | 0 | 0 | 0 | 0 | 0 | 0 | 0 | 0 | 0 | 12220.6464 | 12220.6464 | 12220.6464 | 12220.6464 | 12220.6464 | 12220.6464 | 12220.6464 | 12220.6464 | 12220.6464 | 12220.6464 | 12220.6464 | 12220.6464 | 0 | 0 | 0 | 0 | 0 | 0 | 0 | 0 | 0 | 0 | 0 | 0 | 0 | 0 | 0 | 0 | 0
First Megawatts | pnw | mt | 80 | ng | 7100 | 2003-07-01 | x | 0 | 0 | 0 | 0 | 0 | 0 | 0 | 0 | 0 | 0 | 0 | 0 | 0 | 0 | 0 | 0 | 0 | 0 | 0 | 0 | 0 | 0 | 0 | 0 | 0 | 0 | 0 | 0 | 0 | 0 | 0 | 3942.144 | 3942.144 | 3942.144 | 3942.144 | 3942.144 | 3942.144 | 3942.144 | 3942.144 | 3942.144 | 3942.144 | 3942.144 | 3942.144 | 0 | 0 | 0 | 0 | 0
Arapahoe | rm | co | 132 | ng | 7100 | 2002-06-01 | x | 0 | 0 | 0 | 0 | 0 | 0 | 0 | 0 | 0 | 0 | 0 | 0 | 0 | 0 | 0 | 0 | 0 | 0 | 6504.5376 | 6504.5376 | 6504.5376 | 6504.5376 | 6504.5376 | 6504.5376 | 6504.5376 | 6504.5376 | 6504.5376 | 6504.5376 | 6504.5376 | 6504.5376 | 0 | 0 | 0 | 0 | 0 | 0 | 0 | 0 | 0 | 0 | 0 | 0 | 0 | 0 | 0 | 0 | 0 | 0
Harbor Expansion | sp15 | ca | 30 | ng | 7100 | 2001-07-01 | x | 0 | 0 | 0 | 0 | 0 | 0 | 0 | 1478.304 | 1478.304 | 1478.304 | 1478.304 | 1478.304 | 1478.304 | 1478.304 | 1478.304 | 1478.304 | 1478.304 | 1478.304 | 1478.304 | 0 | 0 | 0 | 0 | 0 | 0 | 0 | 0 | 0 | 0 | 0 | 0 | 0 | 0 | 0 | 0 | 0 | 0 | 0 | 0 | 0 | 0 | 0 | 0 | 0 | 0 | 0 | 0 | 0
Harbor Expansion | sp15 | ca | 240 | ng | 7100 | 2001-11-20 | x | 0 | 0 | 0 | 0 | 0 | 0 | 0 | 0 | 0 | 0 | 0 | 11826.432 | 11826.432 | 11826.432 | 11826.432 | 11826.432 | 11826.432 | 11826.432 | 11826.432 | 11826.432 | 11826.432 | 11826.432 | 11826.432 | 0 | 0 | 0 | 0 | 0 | 0 | 0 | 0 | 0 | 0 | 0 | 0 | 0 | 0 | 0 | 0 | 0 | 0 | 0 | 0 | 0 | 0 | 0 | 0 | 0
Otay Mesa | sp15 | ca | 580 | ng | 7100 | 2003-07-01 | x | 0 | 0 | 0 | 0 | 0 | 0 | 0 | 0 | 0 | 0 | 0 | 0 | 0 | 0 | 0 | 0 | 0 | 0 | 0 | 0 | 0 | 0 | 0 | 0 | 0 | 0 | 0 | 0 | 0 | 0 | 0 | 28580.544 | 28580.544 | 28580.544 | 28580.544 | 28580.544 | 28580.544 | 28580.544 | 28580.544 | 28580.544 | 28580.544 | 28580.544 | 28580.544 | 0 | 0 | 0 | 0 | 0
La Paloma 1 | zp26 | ca | 524 | ng | 7100 | 2002-07-01 | x | 0 | 0 | 0 | 0 | 0 | 0 | 0 | 0 | 0 | 0 | 0 | 0 | 0 | 0 | 0 | 0 | 0 | 0 | 0 | 25821.0432 | 25821.0432 | 25821.0432 | 25821.0432 | 25821.0432 | 25821.0432 | 25821.0432 | 25821.0432 | 25821.0432 | 25821.0432 | 25821.0432 | 25821.0432 | 0 | 0 | 0 | 0 | 0 | 0 | 0 | 0 | 0 | 0 | 0 | 0 | 0 | 0 | 0 | 0 | 0
La Paloma 2 | zp26 | ca | 524 | ng | 7100 | 2002-10-01 | x | 0 | 0 | 0 | 0 | 0 | 0 | 0 | 0 | 0 | 0 | 0 | 0 | 0 | 0 | 0 | 0 | 0 | 0 | 0 | 0 | 0 | 0 | 25821.0432 | 25821.0432 | 25821.0432 | 25821.0432 | 25821.0432 | 25821.0432 | 25821.0432 | 25821.0432 | 25821.0432 | 25821.0432 | 25821.0432 | 25821.0432 | 0 | 0 | 0 | 0 | 0 | 0 | 0 | 0 | 0 | 0 | 0 | 0 | 0 | 0
Elk Hills | zp26 | ca | 550 | ng | 7100 | 2003-03-01 | x | 0 | 0 | 0 | 0 | 0 | 0 | 0 | 0 | 0 | 0 | 0 | 0 | 0 | 0 | 0 | 0 | 0 | 0 | 0 | 0 | 0 | 0 | 0 | 0 | 0 | 0 | 0 | 27102.24 | 27102.24 | 27102.24 | 27102.24 | 27102.24 | 27102.24 | 27102.24 | 27102.24 | 27102.24 | 27102.24 | 27102.24 | 27102.24 | 0 | 0 | 0 | 0 | 0 | 0 | 0 | 0 | 0
Griffith | dsw | az | 590 | ng | 7125 | 2001-08-13 | x | 0 | 0 | 0 | 0 | 0 | 0 | 0 | 0 | 28822.68 | 28822.68 | 28822.68 | 28822.68 | 28822.68 | 28822.68 | 28822.68 | 28822.68 | 28822.68 | 28822.68 | 28822.68 | 28822.68 | 0 | 0 | 0 | 0 | 0 | 0 | 0 | 0 | 0 | 0 | 0 | 0 | 0 | 0 | 0 | 0 | 0 | 0 | 0 | 0 | 0 | 0 | 0 | 0 | 0 | 0 | 0 | 0
Desert Basin | dsw | az | 560 | ng | 7160 | 2001-06-18 | x | 0 | 0 | 0 | 0 | 0 | 0 | 27024.0768 | 27024.0768 | 27024.0768 | 27024.0768 | 27024.0768 | 27024.0768 | 27024.0768 | 27024.0768 | 27024.0768 | 27024.0768 | 27024.0768 | 27024.0768 | 0 | 0 | 0 | 0 | 0 | 0 | 0 | 0 | 0 | 0 | 0 | 0 | 0 | 0 | 0 | 0 | 0 | 0 | 0 | 0 | 0 | 0 | 0 | 0 | 0 | 0 | 0 | 0 | 0 | 0
Calgary Energy Center | can | ab | 300 | ng | 7273 | 2003-01-01 | x | 0 | 0 | 0 | 0 | 0 | 0 | 0 | 0 | 0 | 0 | 0 | 0 | 0 | 0 | 0 | 0 | 0 | 0 | 0 | 0 | 0 | 0 | 0 | 0 | 0 | 13901.1552 | 13901.1552 | 13901.1552 | 13901.1552 | 13901.1552 | 13901.1552 | 13901.1552 | 13901.1552 | 13901.1552 | 13901.1552 | 13901.1552 | 13901.1552 | 0 | 0 | 0 | 0 | 0 | 0 | 0 | 0 | 0 | 0 | 0
Woodland II | sp15 | ca | 80 | ng | 7860 | 2003-05-01 | x | 0 | 0 | 0 | 0 | 0 | 0 | 0 | 0 | 0 | 0 | 0 | 0 | 0 | 0 | 0 | 0 | 0 | 0 | 0 | 0 | 0 | 0 | 0 | 0 | 0 | 0 | 0 | 0 | 0 | 2909.0304 | 2909.0304 | 2909.0304 | 2909.0304 | 2909.0304 | 2909.0304 | 2909.0304 | 2909.0304 | 2909.0304 | 2909.0304 | 2909.0304 | 2909.0304 | 0 | 0 | 0 | 0 | 0 | 0 | 0
Redding CC | np15 | ca | 40 | ng | 8150 | 2002-06-01 | x | 0 | 0 | 0 | 0 | 0 | 0 | 0 | 0 | 0 | 0 | 0 | 0 | 0 | 0 | 0 | 0 | 0 | 0 | 1257.408 | 1257.408 | 1257.408 | 1257.408 | 1257.408 | 1257.408 | 1257.408 | 1257.408 | 1257.408 | 1257.408 | 1257.408 | 1257.408 | 0 | 0 | 0 | 0 | 0 | 0 | 0 | 0 | 0 | 0 | 0 | 0 | 0 | 0 | 0 | 0 | 0 | 0
West Valley City | pnw | ut | 86.8 | ng | 8396 | 2001-09-03 | x | 0 | 0 | 0 | 0 | 0 | 0 | 0 | 0 | 0 | 2365.7486 | 2365.7486 | 2365.7486 | 2365.7486 | 2365.7486 | 2365.7486 | 2365.7486 | 2365.7486 | 2365.7486 | 2365.7486 | 2365.7486 | 2365.7486 | 0 | 0 | 0 | 0 | 0 | 0 | 0 | 0 | 0 | 0 | 0 | 0 | 0 | 0 | 0 | 0 | 0 | 0 | 0 | 0 | 0 | 0 | 0 | 0 | 0 | 0 | 0
TOTAL |  |  | 26534.3 |  |  |  | TOTAL | 0 | 8623.44 | 8623.44 | 9855.36 | 9855.36 | 9855.36 | 84545.1403 | 162042.2539 | 190864.9339 | 210477.5625 | 210477.5625 | 224964.9417 | 230188.2825 | 221564.8425 | 221564.8425 | 220332.9225 | 262710.9705 | 262710.9705 | 293538.3582 | 352835.0687 | 360654.6172 | 352178.5454 | 380463.4286 | 370410.9614 | 365187.6206 | 417320.7758 | 417320.7758 | 501771.0158 | 516486.0878 | 576037.5254 | 715730.601 | 650456.1049 | 659496.4436 | 651316.4948 | 683242.3388 | 705314.9468 | 705314.9468 | 686103.7916 | 686103.7916 | 601653.5516 | 544560.4316 | 485008.994 | 239798.7504 | 168279.4224 | 122596.8552 | 119640.2472 | 59429.52 | 32922
[7 empty] | Heat Rate | 10000 | 10000 | 10000 | 10000 | 10000 | 10000 | 10000 | 10000 | 10000 | 10000 | 10000 | 10000 | 10000 | 10000 | 10000 | 10000 | 10000 | 10000 | 10000 | 10000 | 10000 | 10000 | 10000 | 10000 | 10000 | 10000 | 10000 | 10000 | 10000 | 10000 | 10000 | 10000 | 10000 | 10000 | 10000 | 10000 | 10000 | 10000 | 10000 | 10000 | 10000 | 10000 | 10000 | 10000 | 10000 | 10000 | 10000 | 10000
Peaker | [6 empty] | UTILIZ. | 25% | 25% | 25% | 25% | 25% | 25% | 25% | 25% | 25% | 25% | 25% | 25% | 25% | 25% | 25% | 25% | 25% | 25% | 25% | 25% | 25% | 25% | 25% | 25% | 25% | 25% | 25% | 25% | 25% | 25% | 25% | 25% | 25% | 25% | 25% | 25% | 25% | 25% | 25% | 25% | 25% | 25% | 25% | 25% | 25% | 25% | 25% | 25%
PlantName | Region | State | Capacity | Fuel | HeatRate | OnlineDate | time axis 2001-01-01 to 2004-12-01
Rainbow Lake | can | ab | 46 | ng | 8891 | 2001-12-29 | x | 0 | 0 | 0 | 0 | 0 | 0 | 0 | 0 | 0 | 0 | 0 | 0 | 171.407 | 171.407 | 171.407 | 171.407 | 171.407 | 171.407 | 171.407 | 171.407 | 171.407 | 171.407 | 171.407 | 171.407 | 0 | 0 | 0 | 0 | 0 | 0 | 0 | 0 | 0 | 0 | 0 | 0 | 0 | 0 | 0 | 0 | 0 | 0 | 0 | 0 | 0 | 0 | 0 | 0
Valley LDWP 5 | sp15 | ca | 47.4 | ng | 9157 | 2001-11-12 | x | 0 | 0 | 0 | 0 | 0 | 0 | 0 | 0 | 0 | 0 | 0 | 134.2596 | 134.2596 | 134.2596 | 134.2596 | 134.2596 | 134.2596 | 134.2596 | 134.2596 | 134.2596 | 134.2596 | 134.2596 | 134.2596 | 0 | 0 | 0 | 0 | 0 | 0 | 0 | 0 | 0 | 0 | 0 | 0 | 0 | 0 | 0 | 0 | 0 | 0 | 0 | 0 | 0 | 0 | 0 | 0 | 0
Sundance Energy Project | dsw | az | 450 | ng | 9160 | 2002-06-01 | x | 0 | 0 | 0 | 0 | 0 | 0 | 0 | 0 | 0 | 0 | 0 | 0 | 0 | 0 | 0 | 0 | 0 | 0 | 1270.08 | 1270.08 | 1270.08 | 1270.08 | 1270.08 | 1270.08 | 1270.08 | 1270.08 | 1270.08 | 1270.08 | 1270.08 | 1270.08 | 0 | 0 | 0 | 0 | 0 | 0 | 0 | 0 | 0 | 0 | 0 | 0 | 0 | 0 | 0 | 0 | 0 | 0
Red Bluff Peaker | np15 | ca | 48 | ng | 9468 | 2001-09-01 | x | 0 | 0 | 0 | 0 | 0 | 0 | 0 | 0 | 0 | 85.801 | 85.801 | 85.801 | 85.801 | 85.801 | 85.801 | 85.801 | 85.801 | 85.801 | 85.801 | 85.801 | 85.801 | 0 | 0 | 0 | 0 | 0 | 0 | 0 | 0 | 0 | 0 | 0 | 0 | 0 | 0 | 0 | 0 | 0 | 0 | 0 | 0 | 0 | 0 | 0 | 0 | 0 | 0 | 0
Boulder Park | pnw | wa | 24.6 | ng | 9468 | 2001-04-01 | x | 0 | 0 | 0 | 0 | 43.973 | 43.973 | 43.973 | 43.973 | 43.973 | 43.973 | 43.973 | 43.973 | 43.973 | 43.973 | 43.973 | 43.973 | 0 | 0 | 0 | 0 | 0 | 0 | 0 | 0 | 0 | 0 | 0 | 0 | 0 | 0 | 0 | 0 | 0 | 0 | 0 | 0 | 0 | 0 | 0 | 0 | 0 | 0 | 0 | 0 | 0 | 0 | 0 | 0
Lordsburg | dsw | nm | 80 | ng | 9611 | 2002-07-01 | x | 0 | 0 | 0 | 0 | 0 | 0 | 0 | 0 | 0 | 0 | 0 | 0 | 0 | 0 | 0 | 0 | 0 | 0 | 0 | 104.5632 | 104.5632 | 104.5632 | 104.5632 | 104.5632 | 104.5632 | 104.5632 | 104.5632 | 104.5632 | 104.5632 | 104.5632 | 104.5632 | 0 | 0 | 0 | 0 | 0 | 0 | 0 | 0 | 0 | 0 | 0 | 0 | 0 | 0 | 0 | 0 | 0
Cavalier | can | ab | 80 | ng | 9700 | 2001-08-01 | x | 0 | 0 | 0 | 0 | 0 | 0 | 0 | 0 | 80.64 | 80.64 | 80.64 | 80.64 | 80.64 | 80.64 | 80.64 | 80.64 | 80.64 | 80.64 | 80.64 | 80.64 | 0 | 0 | 0 | 0 | 0 | 0 | 0 | 0 | 0 | 0 | 0 | 0 | 0 | 0 | 0 | 0 | 0 | 0 | 0 | 0 | 0 | 0 | 0 | 0 | 0 | 0 | 0 | 0
Valleyview | can | ab | 46 | ng | 9700 | 2001-12-11 | x | 0 | 0 | 0 | 0 | 0 | 0 | 0 | 0 | 0 | 0 | 0 | 0 | 46.368 | 46.368 | 46.368 | 46.368 | 46.368 | 46.368 | 46.368 | 46.368 | 46.368 | 46.368 | 46.368 | 46.368 | 0 | 0 | 0 | 0 | 0 | 0 | 0 | 0 | 0 | 0 | 0 | 0 | 0 | 0 | 0 | 0 | 0 | 0 | 0 | 0 | 0 | 0 | 0 | 0
McClellan CT Upgrade | np15 | ca | 22 | ng | 9700 | 2001-03-13 | x | 0 | 0 | 0 | 22.176 | 22.176 | 22.176 | 22.176 | 22.176 | 22.176 | 22.176 | 22.176 | 22.176 | 22.176 | 22.176 | 22.176 | 0 | 0 | 0 | 0 | 0 | 0 | 0 | 0 | 0 | 0 | 0 | 0 | 0 | 0 | 0 | 0 | 0 | 0 | 0 | 0 | 0 | 0 | 0 | 0 | 0 | 0 | 0 | 0 | 0 | 0 | 0 | 0 | 0
P&G SMUD | np15 | ca | 44 | ng | 9700 | 2001-05-10 | x | 0 | 0 | 0 | 0 | 0 | 44.352 | 44.352 | 44.352 | 44.352 | 44.352 | 44.352 | 44.352 | 44.352 | 44.352 | 44.352 | 44.352 | 44.352 | 0 | 0 | 0 | 0 | 0 | 0 | 0 | 0 | 0 | 0 | 0 | 0 | 0 | 0 | 0 | 0 | 0 | 0 | 0 | 0 | 0 | 0 | 0 | 0 | 0 | 0 | 0 | 0 | 0 | 0 | 0
Fresno Cogen | np15 | ca | 21.3 | ng | 9700 | 2001-08-16 | x | 0 | 0 | 0 | 0 | 0 | 0 | 0 | 0 | 21.4704 | 21.4704 | 21.4704 | 21.4704 | 21.4704 | 21.4704 | 21.4704 | 21.4704 | 21.4704 | 21.4704 | 21.4704 | 21.4704 | 0 | 0 | 0 | 0 | 0 | 0 | 0 | 0 | 0 | 0 | 0 | 0 | 0 | 0 | 0 | 0 | 0 | 0 | 0 | 0 | 0 | 0 | 0 | 0 | 0 | 0 | 0 | 0
Gates Peaker | np15 | ca | 49.9 | ng | 9700 | 2001-12-15 | x | 0 | 0 | 0 | 0 | 0 | 0 | 0 | 0 | 0 | 0 | 0 | 0 | 50.2992 | 50.2992 | 50.2992 | 50.2992 | 50.2992 | 50.2992 | 50.2992 | 50.2992 | 50.2992 | 50.2992 | 50.2992 | 50.2992 | 0 | 0 | 0 | 0 | 0 | 0 | 0 | 0 | 0 | 0 | 0 | 0 | 0 | 0 | 0 | 0 | 0 | 0 | 0 | 0 | 0 | 0 | 0 | 0
Panoche Peaker | np15 | ca | 49 | ng | 9700 | 2001-12-15 | x | 0 | 0 | 0 | 0 | 0 | 0 | 0 | 0 | 0 | 0 | 0 | 0 | 49.392 | 49.392 | 49.392 | 49.392 | 49.392 | 49.392 | 49.392 | 49.392 | 49.392 | 49.392 | 49.392 | 49.392 | 0 | 0 | 0 | 0 | 0 | 0 | 0 | 0 | 0 | 0 | 0 | 0 | 0 | 0 | 0 | 0 | 0 | 0 | 0 | 0 | 0 | 0 | 0 | 0
Los Banos Gt | np15 | ca | 49 | ng | 9700 | 2001-12-31 | x | 0 | 0 | 0 | 0 | 0 | 0 | 0 | 0 | 0 | 0 | 0 | 0 | 49.392 | 49.392 | 49.392 | 49.392 | 49.392 | 49.392 | 49.392 | 49.392 | 49.392 | 49.392 | 49.392 | 49.392 | 0 | 0 | 0 | 0 | 0 | 0 | 0 | 0 | 0 | 0 | 0 | 0 | 0 | 0 | 0 | 0 | 0 | 0 | 0 | 0 | 0 | 0 | 0 | 0
Pajaro Valley Energy Center | np15 | ca | 45 | ng | 9700 | 2002-06-01 | x | 0 | 0 | 0 | 0 | 0 | 0 | 0 | 0 | 0 | 0 | 0 | 0 | 0 | 0 | 0 | 0 | 0 | 0 | 45.36 | 45.36 | 45.36 | 45.36 | 45.36 | 45.36 | 45.36 | 45.36 | 45.36 | 45.36 | 45.36 | 45.36 | 0 | 0 | 0 | 0 | 0 | 0 | 0 | 0 | 0 | 0 | 0 | 0 | 0 | 0 | 0 | 0 | 0 | 0
Yuba City Energy Center | np15 | ca | 48.7 | ng | 9700 | 2002-06-01 | x | 0 | 0 | 0 | 0 | 0 | 0 | 0 | 0 | 0 | 0 | 0 | 0 | 0 | 0 | 0 | 0 | 0 | 0 | 49.0896 | 49.0896 | 49.0896 | 49.0896 | 49.0896 | 49.0896 | 49.0896 | 49.0896 | 49.0896 | 49.0896 | 49.0896 | 49.0896 | 0 | 0 | 0 | 0 | 0 | 0 | 0 | 0 | 0 | 0 | 0 | 0 | 0 | 0 | 0 | 0 | 0 | 0
Vaca-Dixon | np15 | ca | 49 | ng | 9700 | 2002-06-30 | x | 0 | 0 | 0 | 0 | 0 | 0 | 0 | 0 | 0 | 0 | 0 | 0 | 0 | 0 | 0 | 0 | 0 | 0 | 49.392 | 49.392 | 49.392 | 49.392 | 49.392 | 49.392 | 49.392 | 49.392 | 49.392 | 49.392 | 49.392 | 49.392 | 0 | 0 | 0 | 0 | 0 | 0 | 0 | 0 | 0 | 0 | 0 | 0 | 0 | 0 | 0 | 0 | 0 | 0
Wyodak Expansion | pnw | wy | 40 | ng | 9700 | 2001-05-01 | x | 0 | 0 | 0 | 0 | 0 | 40.32 | 40.32 | 40.32 | 40.32 | 40.32 | 40.32 | 40.32 | 40.32 | 40.32 | 40.32 | 40.32 | 40.32 | 0 | 0 | 0 | 0 | 0 | 0 | 0 | 0 | 0 | 0 | 0 | 0 | 0 | 0 | 0 | 0 | 0 | 0 | 0 | 0 | 0 | 0 | 0 | 0 | 0 | 0 | 0 | 0 | 0 | 0 | 0
Murray GT | pnw | ut | 10 | ng | 9700 | 2001-06-15 | x | 0 | 0 | 0 | 0 | 0 | 0 | 10.08 | 10.08 | 10.08 | 10.08 | 10.08 | 10.08 | 10.08 | 10.08 | 10.08 | 10.08 | 10.08 | 10.08 | 0 | 0 | 0 | 0 | 0 | 0 | 0 | 0 | 0 | 0 | 0 | 0 | 0 | 0 | 0 | 0 | 0 | 0 | 0 | 0 | 0 | 0 | 0 | 0 | 0 | 0 | 0 | 0 | 0 | 0
Gadsby | pnw | ut | 100 | ng | 9700 | 2001-07-30 | x | 0 | 0 | 0 | 0 | 0 | 0 | 0 | 100.8 | 100.8 | 100.8 | 100.8 | 100.8 | 100.8 | 100.8 | 100.8 | 100.8 | 100.8 | 100.8 | 100.8 | 0 | 0 | 0 | 0 | 0 | 0 | 0 | 0 | 0 | 0 | 0 | 0 | 0 | 0 | 0 | 0 | 0 | 0 | 0 | 0 | 0 | 0 | 0 | 0 | 0 | 0 | 0 | 0 | 0
Beaver Peaker | pnw | or | 25 | ng | 9700 | 2001-08-16 | x | 0 | 0 | 0 | 0 | 0 | 0 | 0 | 0 | 25.2 | 25.2 | 25.2 | 25.2 | 25.2 | 25.2 | 25.2 | 25.2 | 25.2 | 25.2 | 25.2 | 25.2 | 0 | 0 | 0 | 0 | 0 | 0 | 0 | 0 | 0 | 0 | 0 | 0 | 0 | 0 | 0 | 0 | 0 | 0 | 0 | 0 | 0 | 0 | 0 | 0 | 0 | 0 | 0 | 0
Mountain Home | pnw | id | 90 | ng | 9700 | 2001-09-30 | x | 0 | 0 | 0 | 0 | 0 | 0 | 0 | 0 | 0 | 90.72 | 90.72 | 90.72 | 90.72 | 90.72 | 90.72 | 90.72 | 90.72 | 90.72 | 90.72 | 90.72 | 90.72 | 0 | 0 | 0 | 0 | 0 | 0 | 0 | 0 | 0 | 0 | 0 | 0 | 0 | 0 | 0 | 0 | 0 | 0 | 0 | 0 | 0 | 0 | 0 | 0 | 0 | 0 | 0
Pierce | pnw | wa | 154 | ng | 9700 | 2001-10-01 | x | 0 | 0 | 0 | 0 | 0 | 0 | 0 | 0 | 0 | 0 | 155.232 | 155.232 | 155.232 | 155.232 | 155.232 | 155.232 | 155.232 | 155.232 | 155.232 | 155.232 | 155.232 | 155.232 | 0 | 0 | 0 | 0 | 0 | 0 | 0 | 0 | 0 | 0 | 0 | 0 | 0 | 0 | 0 | 0 | 0 | 0 | 0 | 0 | 0 | 0 | 0 | 0 | 0 | 0
Murray GT | pnw | ut | 10 | ng | 9700 | 2001-12-15 | x | 0 | 0 | 0 | 0 | 0 | 0 | 0 | 0 | 0 | 0 | 0 | 0 | 10.08 | 10.08 | 10.08 | 10.08 | 10.08 | 10.08 | 10.08 | 10.08 | 10.08 | 10.08 | 10.08 | 10.08 | 0 | 0 | 0 | 0 | 0 | 0 | 0 | 0 | 0 | 0 | 0 | 0 | 0 | 0 | 0 | 0 | 0 | 0 | 0 | 0 | 0 | 0 | 0 | 0
Clatskanie GT | pnw | or | 11 | ng | 9700 | 2002-01-01 | x | 0 | 0 | 0 | 0 | 0 | 0 | 0 | 0 | 0 | 0 | 0 | 0 | 0 | 11.088 | 11.088 | 11.088 | 11.088 | 11.088 | 11.088 | 11.088 | 11.088 | 11.088 | 11.088 | 11.088 | 11.088 | 0 | 0 | 0 | 0 | 0 | 0 | 0 | 0 | 0 | 0 | 0 | 0 | 0 | 0 | 0 | 0 | 0 | 0 | 0 | 0 | 0 | 0 | 0
Finley | pnw | wa | 27 | ng | 9700 | 2002-02-01 | x | 0 | 0 | 0 | 0 | 0 | 0 | 0 | 0 | 0 | 0 | 0 | 0 | 0 | 0 | 27.216 | 27.216 | 27.216 | 27.216 | 27.216 | 27.216 | 27.216 | 27.216 | 27.216 | 27.216 | 27.216 | 27.216 | 0 | 0 | 0 | 0 | 0 | 0 | 0 | 0 | 0 | 0 | 0 | 0 | 0 | 0 | 0 | 0 | 0 | 0 | 0 | 0 | 0 | 0
Logan | pnw | ut | 7.5 | ng | 9700 | 2002-04-01 | x | 0 | 0 | 0 | 0 | 0 | 0 | 0 | 0 | 0 | 0 | 0 | 0 | 0 | 0 | 0 | 0 | 7.56 | 7.56 | 7.56 | 7.56 | 7.56 | 7.56 | 7.56 | 7.56 | 7.56 | 7.56 | 7.56 | 7.56 | 0 | 0 | 0 | 0 | 0 | 0 | 0 | 0 | 0 | 0 | 0 | 0 | 0 | 0 | 0 | 0 | 0 | 0 | 0 | 0
Klamath Expansion | pnw | or | 100 | ng | 9700 | 2002-06-01 | x | 0 | 0 | 0 | 0 | 0 | 0 | 0 | 0 | 0 | 0 | 0 | 0 | 0 | 0 | 0 | 0 | 0 | 0 | 100.8 | 100.8 | 100.8 | 100.8 | 100.8 | 100.8 | 100.8 | 100.8 | 100.8 | 100.8 | 100.8 | 100.8 | 0 | 0 | 0 | 0 | 0 | 0 | 0 | 0 | 0 | 0 | 0 | 0 | 0 | 0 | 0 | 0 | 0 | 0
Basin Electric DG | pnw | wy | 15 | ng | 9700 | 2002-08-01 | x | 0 | 0 | 0 | 0 | 0 | 0 | 0 | 0 | 0 | 0 | 0 | 0 | 0 | 0 | 0 | 0 | 0 | 0 | 0 | 0 | 15.12 | 15.12 | 15.12 | 15.12 | 15.12 | 15.12 | 15.12 | 15.12 | 15.12 | 15.12 | 15.12 | 15.12 | 0 | 0 | 0 | 0 | 0 | 0 | 0 | 0 | 0 | 0 | 0 | 0 | 0 | 0 | 0 | 0
Basin Electric DG | pnw | wy | 15 | ng | 9700 | 2002-08-01 | x | 0 | 0 | 0 | 0 | 0 | 0 | 0 | 0 | 0 | 0 | 0 | 0 | 0 | 0 | 0 | 0 | 0 | 0 | 0 | 0 | 15.12 | 15.12 | 15.12 | 15.12 | 15.12 | 15.12 | 15.12 | 15.12 | 15.12 | 15.12 | 15.12 | 15.12 | 0 | 0 | 0 | 0 | 0 | 0 | 0 | 0 | 0 | 0 | 0 | 0 | 0 | 0 | 0 | 0
Valmont GS | rm | co | 37 | ng | 9700 | 2001-06-29 | x | 0 | 0 | 0 | 0 | 0 | 0 | 37.296 | 37.296 | 37.296 | 37.296 | 37.296 | 37.296 | 37.296 | 37.296 | 37.296 | 37.296 | 37.296 | 37.296 | 0 | 0 | 0 | 0 | 0 | 0 | 0 | 0 | 0 | 0 | 0 | 0 | 0 | 0 | 0 | 0 | 0 | 0 | 0 | 0 | 0 | 0 | 0 | 0 | 0 | 0 | 0 | 0 | 0 | 0
Fountain Valley | rm | co | 120 | ng | 9700 | 2001-08-01 | x | 0 | 0 | 0 | 0 | 0 | 0 | 0 | 0 | 120.96 | 120.96 | 120.96 | 120.96 | 120.96 | 120.96 | 120.96 | 120.96 | 120.96 | 120.96 | 120.96 | 120.96 | 0 | 0 | 0 | 0 | 0 | 0 | 0 | 0 | 0 | 0 | 0 | 0 | 0 | 0 | 0 | 0 | 0 | 0 | 0 | 0 | 0 | 0 | 0 | 0 | 0 | 0 | 0 | 0
Fountain Valley | rm | co | 120 | ng | 9700 | 2001-08-17 | x | 0 | 0 | 0 | 0 | 0 | 0 | 0 | 0 | 120.96 | 120.96 | 120.96 | 120.96 | 120.96 | 120.96 | 120.96 | 120.96 | 120.96 | 120.96 | 120.96 | 120.96 | 0 | 0 | 0 | 0 | 0 | 0 | 0 | 0 | 0 | 0 | 0 | 0 | 0 | 0 | 0 | 0 | 0 | 0 | 0 | 0 | 0 | 0 | 0 | 0 | 0 | 0 | 0 | 0
PG&E Chula Vista | sp15 | ca | 44 | ng | 9700 | 2001-05-01 | x | 0 | 0 | 0 | 0 | 0 | 44.352 | 44.352 | 44.352 | 44.352 | 44.352 | 44.352 | 44.352 | 44.352 | 44.352 | 44.352 | 44.352 | 44.352 | 0 | 0 | 0 | 0 | 0 | 0 | 0 | 0 | 0 | 0 | 0 | 0 | 0 | 0 | 0 | 0 | 0 | 0 | 0 | 0 | 0 | 0 | 0 | 0 | 0 | 0 | 0 | 0 | 0 | 0 | 0
Larkspur Energy | sp15 | ca | 90 | ng | 9700 | 2001-07-13 | x | 0 | 0 | 0 | 0 | 0 | 0 | 0 | 90.72 | 90.72 | 90.72 | 90.72 | 90.72 | 90.72 | 90.72 | 90.72 | 90.72 | 90.72 | 90.72 | 90.72 | 0 | 0 | 0 | 0 | 0 | 0 | 0 | 0 | 0 | 0 | 0 | 0 | 0 | 0 | 0 | 0 | 0 | 0 | 0 | 0 | 0 | 0 | 0 | 0 | 0 | 0 | 0 | 0 | 0
Indigo Energy Facility | sp15 | ca | 90 | ng | 9700 | 2001-07-26 | x | 0 | 0 | 0 | 0 | 0 | 0 | 0 | 90.72 | 90.72 | 90.72 | 90.72 | 90.72 | 90.72 | 90.72 | 90.72 | 90.72 | 90.72 | 90.72 | 90.72 | 0 | 0 | 0 | 0 | 0 | 0 | 0 | 0 | 0 | 0 | 0 | 0 | 0 | 0 | 0 | 0 | 0 | 0 | 0 | 0 | 0 | 0 | 0 | 0 | 0 | 0 | 0 | 0 | 0
Alliance Drews | sp15 | ca | 40 | ng | 9700 | 2001-08-15 | x | 0 | 0 | 0 | 0 | 0 | 0 | 0 | 0 | 40.32 | 40.32 | 40.32 | 40.32 | 40.32 | 40.32 | 40.32 | 40.32 | 40.32 | 40.32 | 40.32 | 40.32 | 0 | 0 | 0 | 0 | 0 | 0 | 0 | 0 | 0 | 0 | 0 | 0 | 0 | 0 | 0 | 0 | 0 | 0 | 0 | 0 | 0 | 0 | 0 | 0 | 0 | 0 | 0 | 0
Ramco Escondido | sp15 | ca | 49.5 | ng | 9700 | 2001-08-17 | x | 0 | 0 | 0 | 0 | 0 | 0 | 0 | 0 | 49.896 | 49.896 | 49.896 | 49.896 | 49.896 | 49.896 | 49.896 | 49.896 | 49.896 | 49.896 | 49.896 | 49.896 | 0 | 0 | 0 | 0 | 0 | 0 | 0 | 0 | 0 | 0 | 0 | 0 | 0 | 0 | 0 | 0 | 0 | 0 | 0 | 0 | 0 | 0 | 0 | 0 | 0 | 0 | 0 | 0
Indigo Energy Facility | sp15 | ca | 45 | ng | 9700 | 2001-09-10 | x | 0 | 0 | 0 | 0 | 0 | 0 | 0 | 0 | 0 | 45.36 | 45.36 | 45.36 | 45.36 | 45.36 | 45.36 | 45.36 | 45.36 | 45.36 | 45.36 | 45.36 | 45.36 | 0 | 0 | 0 | 0 | 0 | 0 | 0 | 0 | 0 | 0 | 0 | 0 | 0 | 0 | 0 | 0 | 0 | 0 | 0 | 0 | 0 | 0 | 0 | 0 | 0 | 0 | 0
Allaince Century | sp15 | ca | 40 | ng | 9700 | 2001-09-11 | x | 0 | 0 | 0 | 0 | 0 | 0 | 0 | 0 | 0 | 40.32 | 40.32 | 40.32 | 40.32 | 40.32 | 40.32 | 40.32 | 40.32 | 40.32 | 40.32 | 40.32 | 40.32 | 0 | 0 | 0 | 0 | 0 | 0 | 0 | 0 | 0 | 0 | 0 | 0 | 0 | 0 | 0 | 0 | 0 | 0 | 0 | 0 | 0 | 0 | 0 | 0 | 0 | 0 | 0
CalPeak Enterprise #7 | sp15 | ca | 49.9 | ng | 9700 | 2001-09-30 | x | 0 | 0 | 0 | 0 | 0 | 0 | 0 | 0 | 0 | 50.2992 | 50.2992 | 50.2992 | 50.2992 | 50.2992 | 50.2992 | 50.2992 | 50.2992 | 50.2992 | 50.2992 | 50.2992 | 50.2992 | 0 | 0 | 0 | 0 | 0 | 0 | 0 | 0 | 0 | 0 | 0 | 0 | 0 | 0 | 0 | 0 | 0 | 0 | 0 | 0 | 0 | 0 | 0 | 0 | 0 | 0 | 0
Border Peaker | sp15 | ca | 49.5 | ng | 9700 | 2001-10-26 | x | 0 | 0 | 0 | 0 | 0 | 0 | 0 | 0 | 0 | 0 | 49.896 | 49.896 | 49.896 | 49.896 | 49.896 | 49.896 | 49.896 | 49.896 | 49.896 | 49.896 | 49.896 | 49.896 | 0 | 0 | 0 | 0 | 0 | 0 | 0 | 0 | 0 | 0 | 0 | 0 | 0 | 0 | 0 | 0 | 0 | 0 | 0 | 0 | 0 | 0 | 0 | 0 | 0 | 0
Springs Peaker | sp15 | ca | 40 | ng | 9700 | 2002-06-05 | x | 0 | 0 | 0 | 0 | 0 | 0 | 0 | 0 | 0 | 0 | 0 | 0 | 0 | 0 | 0 | 0 | 0 | 0 | 40.32 | 40.32 | 40.32 | 40.32 | 40.32 | 40.32 | 40.32 | 40.32 | 40.32 | 40.32 | 40.32 | 40.32 | 0 | 0 | 0 | 0 | 0 | 0 | 0 | 0 | 0 | 0 | 0 | 0 | 0 | 0 | 0 | 0 | 0 | 0
Chowchilla Peaker | zp26 | ca | 49 | ng | 9700 | 2001-06-14 | x | 0 | 0 | 0 | 0 | 0 | 0 | 49.392 | 49.392 | 49.392 | 49.392 | 49.392 | 49.392 | 49.392 | 49.392 | 49.392 | 49.392 | 49.392 | 49.392 | 0 | 0 | 0 | 0 | 0 | 0 | 0 | 0 | 0 | 0 | 0 | 0 | 0 | 0 | 0 | 0 | 0 | 0 | 0 | 0 | 0 | 0 | 0 | 0 | 0 | 0 | 0 | 0 | 0 | 0
Hanford Energy | zp26 | ca | 95 | ng | 9700 | 2001-09-03 | x | 0 | 0 | 0 | 0 | 0 | 0 | 0 | 0 | 0 | 95.76 | 95.76 | 95.76 | 95.76 | 95.76 | 95.76 | 95.76 | 95.76 | 95.76 | 95.76 | 95.76 | 95.76 | 0 | 0 | 0 | 0 | 0 | 0 | 0 | 0 | 0 | 0 | 0 | 0 | 0 | 0 | 0 | 0 | 0 | 0 | 0 | 0 | 0 | 0 | 0 | 0 | 0 | 0 | 0
King City Peaker | zp26 | ca | 50 | ng | 9700 | 2002-01-14 | x | 0 | 0 | 0 | 0 | 0 | 0 | 0 | 0 | 0 | 0 | 0 | 0 | 0 | 50.4 | 50.4 | 50.4 | 50.4 | 50.4 | 50.4 | 50.4 | 50.4 | 50.4 | 50.4 | 50.4 | 50.4 | 0 | 0 | 0 | 0 | 0 | 0 | 0 | 0 | 0 | 0 | 0 | 0 | 0 | 0 | 0 | 0 | 0 | 0 | 0 | 0 | 0 | 0 | 0
Fredonia (WA) | pnw | wa | 55 | ng | 11000 | 2001-08-15 | x | 0 | 0 | 0 | 0 | 0 | 0 | 0 | 0 | 0 | 0 | 0 | 0 | 0 | 0 | 0 | 0 | 0 | 0 | 0 | 0 | 0 | 0 | 0 | 0 | 0 | 0 | 0 | 0 | 0 | 0 | 0 | 0 | 0 | 0 | 0 | 0 | 0 | 0 | 0 | 0 | 0 | 0 | 0 | 0 | 0 | 0 | 0 | 0
Fredonia (WA) | pnw | wa | 55 | ng | 11000 | 2001-08-15 | x | 0 | 0 | 0 | 0 | 0 | 0 | 0 | 0 | 0 | 0 | 0 | 0 | 0 | 0 | 0 | 0 | 0 | 0 | 0 | 0 | 0 | 0 | 0 | 0 | 0 | 0 | 0 | 0 | 0 | 0 | 0 | 0 | 0 | 0 | 0 | 0 | 0 | 0 | 0 | 0 | 0 | 0 | 0 | 0 | 0 | 0 | 0 | 0
Tahoe-Reno Industrial Ctr | pnw | nv | 350 | ng | 11000 | 2001-09-01 | x | 0 | 0 | 0 | 0 | 0 | 0 | 0 | 0 | 0 | 0 | 0 | 0 | 0 | 0 | 0 | 0 | 0 | 0 | 0 | 0 | 0 | 0 | 0 | 0 | 0 | 0 | 0 | 0 | 0 | 0 | 0 | 0 | 0 | 0 | 0 | 0 | 0 | 0 | 0 | 0 | 0 | 0 | 0 | 0 | 0 | 0 | 0 | 0
TOTAL |  |  | 56341.9 |  |  |  | TOTAL | 0 | 0 | 0 | 22.176 | 66.149 | 195.173 | 291.941 | 574.181 | 1033.6274 | 1441.8876 | 1647.0156 | 1781.2751 | 2158.2133 | 2219.7013 | 2246.9173 | 2224.7413 | 2188.3284 | 2059.3044 | 3517.578 | 3339.9012 | 2910.6948 | 2502.4346 | 2297.3066 | 2163.047 | 1786.1088 | 1724.6208 | 1697.4048 | 1697.4048 | 1689.8448 | 1689.8448 | 134.8032 | 30.24 | 0 | 0 | 0 | 0 | 0 | 0 | 0 | 0 | 0 | 0 | 0 | 0 | 0 | 0 | 0 | 0

## NonGas
Assuming 100% Utilization rate, plants working 24 hours a day
Additional Gas Replacement | [6 empty] | Heat Rate | 10000 | 10000 | 10000 | 10000 | 10000 | 10000 | 10000 | 10000 | 10000 | 10000 | 10000 | 10000 | 10000 | 10000 | 10000 | 10000 | 10000 | 10000 | 10000 | 10000 | 10000 | 10000 | 10000 | 10000 | 10000 | 10000 | 10000 | 10000 | 10000 | 10000 | 10000 | 10000 | 10000 | 10000 | 10000 | 10000 | 10000 | 10000 | 10000 | 10000 | 10000 | 10000 | 10000 | 10000 | 10000 | 10000 | 10000 | 10000
[7 empty] | UTILIZ. | 100% | 100% | 100% | 100% | 100% | 100% | 100% | 100% | 100% | 100% | 100% | 100% | 100% | 100% | 100% | 100% | 100% | 100% | 100% | 100% | 100% | 100% | 100% | 100% | 100% | 100% | 100% | 100% | 100% | 100% | 100% | 100% | 100% | 100% | 100% | 100% | 100% | 100% | 100% | 100% | 100% | 100% | 100% | 100% | 100% | 100% | 100% | 100%
PlantName | Region | State | Capacity | Fuel | HeatRate | OnlineDate | time axis 2001-01-01 to 2004-12-01
Vision Quest | can | ab | 1.4 | wind | 0 | 2001-04-16 | x | 0 | 0 | 0 | 0 | 336 | 336 | 336 | 336 | 336 | 336 | 336 | 336 | 336 | 336 | 336 | 336 | 0 | 0 | 0 | 0 | 0 | 0 | 0 | 0 | 0 | 0 | 0 | 0 | 0 | 0 | 0 | 0 | 0 | 0 | 0 | 0 | 0 | 0 | 0 | 0 | 0 | 0 | 0 | 0 | 0 | 0 | 0 | 0
Vision Quest | can | ab | 3.6 | wind | 0 | 2001-08-10 | x | 0 | 0 | 0 | 0 | 0 | 0 | 0 | 0 | 864 | 864 | 864 | 864 | 864 | 864 | 864 | 864 | 864 | 864 | 864 | 864 | 0 | 0 | 0 | 0 | 0 | 0 | 0 | 0 | 0 | 0 | 0 | 0 | 0 | 0 | 0 | 0 | 0 | 0 | 0 | 0 | 0 | 0 | 0 | 0 | 0 | 0 | 0 | 0
Vision Quest | can | ab | 3 | wind | 0 | 2001-10-01 | x | 0 | 0 | 0 | 0 | 0 | 0 | 0 | 0 | 0 | 0 | 720 | 720 | 720 | 720 | 720 | 720 | 720 | 720 | 720 | 720 | 720 | 720 | 0 | 0 | 0 | 0 | 0 | 0 | 0 | 0 | 0 | 0 | 0 | 0 | 0 | 0 | 0 | 0 | 0 | 0 | 0 | 0 | 0 | 0 | 0 | 0 | 0 | 0
Vision Quest | can | ab | 0.8 | wind | 0 | 2001-12-01 | x | 0 | 0 | 0 | 0 | 0 | 0 | 0 | 0 | 0 | 0 | 0 | 0 | 192 | 192 | 192 | 192 | 192 | 192 | 192 | 192 | 192 | 192 | 192 | 192 | 0 | 0 | 0 | 0 | 0 | 0 | 0 | 0 | 0 | 0 | 0 | 0 | 0 | 0 | 0 | 0 | 0 | 0 | 0 | 0 | 0 | 0 | 0 | 0
Pincher Creek | can | ab | 37.1 | wind | 0 | 2002-08-01 | x | 0 | 0 | 0 | 0 | 0 | 0 | 0 | 0 | 0 | 0 | 0 | 0 | 0 | 0 | 0 | 0 | 0 | 0 | 0 | 0 | 8904 | 8904 | 8904 | 8904 | 8904 | 8904 | 8904 | 8904 | 8904 | 8904 | 8904 | 8904 | 0 | 0 | 0 | 0 | 0 | 0 | 0 | 0 | 0 | 0 | 0 | 0 | 0 | 0 | 0 | 0
Sundance | can | ab | 34 | coal | 9540 | 2001-11-14 | x | 0 | 0 | 0 | 0 | 0 | 0 | 0 | 0 | 0 | 0 | 0 | 375.36 | 375.36 | 375.36 | 375.36 | 375.36 | 375.36 | 375.36 | 375.36 | 375.36 | 375.36 | 375.36 | 375.36 | 0 | 0 | 0 | 0 | 0 | 0 | 0 | 0 | 0 | 0 | 0 | 0 | 0 | 0 | 0 | 0 | 0 | 0 | 0 | 0 | 0 | 0 | 0 | 0 | 0
Rock River 1 | pnw | wy | 12.5 | wind | 0 | 2001-11-01 | x | 0 | 0 | 0 | 0 | 0 | 0 | 0 | 0 | 0 | 0 | 0 | 3000 | 3000 | 3000 | 3000 | 3000 | 3000 | 3000 | 3000 | 3000 | 3000 | 3000 | 3000 | 0 | 0 | 0 | 0 | 0 | 0 | 0 | 0 | 0 | 0 | 0 | 0 | 0 | 0 | 0 | 0 | 0 | 0 | 0 | 0 | 0 | 0 | 0 | 0 | 0
Stateline Wind | pnw | or | 29.3 | wind | 0 | 2001-12-20 | x | 0 | 0 | 0 | 0 | 0 | 0 | 0 | 0 | 0 | 0 | 0 | 0 | 7032 | 7032 | 7032 | 7032 | 7032 | 7032 | 7032 | 7032 | 7032 | 7032 | 7032 | 7032 | 0 | 0 | 0 | 0 | 0 | 0 | 0 | 0 | 0 | 0 | 0 | 0 | 0 | 0 | 0 | 0 | 0 | 0 | 0 | 0 | 0 | 0 | 0 | 0
Stateline Wind | pnw | wa | 63.5 | wind | 0 | 2001-12-20 | x | 0 | 0 | 0 | 0 | 0 | 0 | 0 | 0 | 0 | 0 | 0 | 0 | 15240 | 15240 | 15240 | 15240 | 15240 | 15240 | 15240 | 15240 | 15240 | 15240 | 15240 | 15240 | 0 | 0 | 0 | 0 | 0 | 0 | 0 | 0 | 0 | 0 | 0 | 0 | 0 | 0 | 0 | 0 | 0 | 0 | 0 | 0 | 0 | 0 | 0 | 0
Condon Wind Project | pnw | or | 7.4 | wind | 0 | 2002-01-01 | x | 0 | 0 | 0 | 0 | 0 | 0 | 0 | 0 | 0 | 0 | 0 | 0 | 0 | 1776 | 1776 | 1776 | 1776 | 1776 | 1776 | 1776 | 1776 | 1776 | 1776 | 1776 | 1776 | 0 | 0 | 0 | 0 | 0 | 0 | 0 | 0 | 0 | 0 | 0 | 0 | 0 | 0 | 0 | 0 | 0 | 0 | 0 | 0 | 0 | 0 | 0
Goldendale Wind | pnw | or | 7.2 | wind | 0 | 2002-01-01 | x | 0 | 0 | 0 | 0 | 0 | 0 | 0 | 0 | 0 | 0 | 0 | 0 | 0 | 1728 | 1728 | 1728 | 1728 | 1728 | 1728 | 1728 | 1728 | 1728 | 1728 | 1728 | 1728 | 0 | 0 | 0 | 0 | 0 | 0 | 0 | 0 | 0 | 0 | 0 | 0 | 0 | 0 | 0 | 0 | 0 | 0 | 0 | 0 | 0 | 0 | 0
Anaconda | pnw | mt | 29.8 | wind | 0 | 2002-06-01 | x | 0 | 0 | 0 | 0 | 0 | 0 | 0 | 0 | 0 | 0 | 0 | 0 | 0 | 0 | 0 | 0 | 0 | 0 | 7152 | 7152 | 7152 | 7152 | 7152 | 7152 | 7152 | 7152 | 7152 | 7152 | 7152 | 7152 | 0 | 0 | 0 | 0 | 0 | 0 | 0 | 0 | 0 | 0 | 0 | 0 | 0 | 0 | 0 | 0 | 0 | 0
Nine Canyon Wind | pnw | wa | 14.4 | wind | 0 | 2002-10-01 | x | 0 | 0 | 0 | 0 | 0 | 0 | 0 | 0 | 0 | 0 | 0 | 0 | 0 | 0 | 0 | 0 | 0 | 0 | 0 | 0 | 0 | 0 | 3456 | 3456 | 3456 | 3456 | 3456 | 3456 | 3456 | 3456 | 3456 | 3456 | 3456 | 3456 | 0 | 0 | 0 | 0 | 0 | 0 | 0 | 0 | 0 | 0 | 0 | 0 | 0 | 0
Wygen 1 | pnw | wy | 80 | coal | 10000 | 2003-07-01 | x | 0 | 0 | 0 | 0 | 0 | 0 | 0 | 0 | 0 | 0 | 0 | 0 | 0 | 0 | 0 | 0 | 0 | 0 | 0 | 0 | 0 | 0 | 0 | 0 | 0 | 0 | 0 | 0 | 0 | 0 | 0 | 0 | 0 | 0 | 0 | 0 | 0 | 0 | 0 | 0 | 0 | 0 | 0 | 0 | 0 | 0 | 0 | 0
Ponnequin Wind Facility | rm | co | 3 | wind | 0 | 2001-06-01 | x | 0 | 0 | 0 | 0 | 0 | 0 | 720 | 720 | 720 | 720 | 720 | 720 | 720 | 720 | 720 | 720 | 720 | 720 | 0 | 0 | 0 | 0 | 0 | 0 | 0 | 0 | 0 | 0 | 0 | 0 | 0 | 0 | 0 | 0 | 0 | 0 | 0 | 0 | 0 | 0 | 0 | 0 | 0 | 0 | 0 | 0 | 0 | 0
Peetz WT | rm | co | 8.9 | wind | 0 | 2001-10-16 | x | 0 | 0 | 0 | 0 | 0 | 0 | 0 | 0 | 0 | 0 | 2136 | 2136 | 2136 | 2136 | 2136 | 2136 | 2136 | 2136 | 2136 | 2136 | 2136 | 2136 | 0 | 0 | 0 | 0 | 0 | 0 | 0 | 0 | 0 | 0 | 0 | 0 | 0 | 0 | 0 | 0 | 0 | 0 | 0 | 0 | 0 | 0 | 0 | 0 | 0 | 0
Mountain View | sp15 | ca | 14.8 | wind | 0 | 2001-09-14 | x | 0 | 0 | 0 | 0 | 0 | 0 | 0 | 0 | 0 | 3552 | 3552 | 3552 | 3552 | 3552 | 3552 | 3552 | 3552 | 3552 | 3552 | 3552 | 3552 | 0 | 0 | 0 | 0 | 0 | 0 | 0 | 0 | 0 | 0 | 0 | 0 | 0 | 0 | 0 | 0 | 0 | 0 | 0 | 0 | 0 | 0 | 0 | 0 | 0 | 0 | 0
Mountain View | sp15 | ca | 5.6 | wind | 0 | 2001-09-28 | x | 0 | 0 | 0 | 0 | 0 | 0 | 0 | 0 | 0 | 1344 | 1344 | 1344 | 1344 | 1344 | 1344 | 1344 | 1344 | 1344 | 1344 | 1344 | 1344 | 0 | 0 | 0 | 0 | 0 | 0 | 0 | 0 | 0 | 0 | 0 | 0 | 0 | 0 | 0 | 0 | 0 | 0 | 0 | 0 | 0 | 0 | 0 | 0 | 0 | 0 | 0
Valero Cogen Project | sp15 | ca | 1 | refinery gas | 7100 | 2002-05-01 | x | 0 | 0 | 0 | 0 | 0 | 0 | 0 | 0 | 0 | 0 | 0 | 0 | 0 | 0 | 0 | 0 | 0 | 69.6 | 69.6 | 69.6 | 69.6 | 69.6 | 69.6 | 69.6 | 69.6 | 69.6 | 69.6 | 69.6 | 69.6 | 0 | 0 | 0 | 0 | 0 | 0 | 0 | 0 | 0 | 0 | 0 | 0 | 0 | 0 | 0 | 0 | 0 | 0 | 0
TOTAL |  |  | 357.3 |  |  |  | TOTAL | 0 | 0 | 0 | 0 | 336 | 336 | 1056 | 1056 | 1920 | 6816 | 9672 | 13047.36 | 35511.36 | 39015.36 | 39015.36 | 39015.36 | 38679.36 | 38748.96 | 45180.96 | 45180.96 | 53220.96 | 48324.96 | 48924.96 | 45549.6 | 23085.6 | 19581.6 | 19581.6 | 19581.6 | 19581.6 | 19512 | 12360 | 12360 | 3456 | 3456 | 0 | 0 | 0 | 0 | 0 | 0 | 0 | 0 | 0 | 0 | 0 | 0 | 0 | 0
CAN |  |  | 79.9 |  |  |  | CAN | 0 | 0 | 0 | 0 | 336 | 336 | 336 | 336 | 1200 | 1200 | 1920 | 2295.36 | 2487.36 | 2487.36 | 2487.36 | 2487.36 | 2151.36 | 2151.36 | 2151.36 | 2151.36 | 10191.36 | 10191.36 | 9471.36 | 9096 | 8904 | 8904 | 8904 | 8904 | 8904 | 8904 | 8904 | 8904 | 0 | 0 | 0 | 0 | 0 | 0 | 0 | 0 | 0 | 0 | 0 | 0 | 0 | 0 | 0 | 0
DSW |  |  | 0 |  |  |  | DSW | 0 | 0 | 0 | 0 | 0 | 0 | 0 | 0 | 0 | 0 | 0 | 0 | 0 | 0 | 0 | 0 | 0 | 0 | 0 | 0 | 0 | 0 | 0 | 0 | 0 | 0 | 0 | 0 | 0 | 0 | 0 | 0 | 0 | 0 | 0 | 0 | 0 | 0 | 0 | 0 | 0 | 0 | 0 | 0 | 0 | 0 | 0 | 0
NP15 |  |  | 0 |  |  |  | NP15 | 0 | 0 | 0 | 0 | 0 | 0 | 0 | 0 | 0 | 0 | 0 | 0 | 0 | 0 | 0 | 0 | 0 | 0 | 0 | 0 | 0 | 0 | 0 | 0 | 0 | 0 | 0 | 0 | 0 | 0 | 0 | 0 | 0 | 0 | 0 | 0 | 0 | 0 | 0 | 0 | 0 | 0 | 0 | 0 | 0 | 0 | 0 | 0
PNW |  |  | 244.1 |  |  |  | PNW | 0 | 0 | 0 | 0 | 0 | 0 | 0 | 0 | 0 | 0 | 0 | 3000 | 25272 | 28776 | 28776 | 28776 | 28776 | 28776 | 35928 | 35928 | 35928 | 35928 | 39384 | 36384 | 14112 | 10608 | 10608 | 10608 | 10608 | 10608 | 3456 | 3456 | 3456 | 3456 | 0 | 0 | 0 | 0 | 0 | 0 | 0 | 0 | 0 | 0 | 0 | 0 | 0 | 0
RM |  |  | 11.9 |  |  |  | RM | 0 | 0 | 0 | 0 | 0 | 0 | 720 | 720 | 720 | 720 | 2856 | 2856 | 2856 | 2856 | 2856 | 2856 | 2856 | 2856 | 2136 | 2136 | 2136 | 2136 | 0 | 0 | 0 | 0 | 0 | 0 | 0 | 0 | 0 | 0 | 0 | 0 | 0 | 0 | 0 | 0 | 0 | 0 | 0 | 0 | 0 | 0 | 0 | 0 | 0 | 0
SP15 |  |  | 21.4 |  |  |  | SP15 | 0 | 0 | 0 | 0 | 0 | 0 | 0 | 0 | 0 | 4896 | 4896 | 4896 | 4896 | 4896 | 4896 | 4896 | 4896 | 4965.6 | 4965.6 | 4965.6 | 4965.6 | 69.6 | 69.6 | 69.6 | 69.6 | 69.6 | 69.6 | 69.6 | 69.6 | 0 | 0 | 0 | 0 | 0 | 0 | 0 | 0 | 0 | 0 | 0 | 0 | 0 | 0 | 0 | 0 | 0 | 0 | 0
ZP26 |  |  | 0 |  |  |  | ZP26 | 0 | 0 | 0 | 0 | 0 | 0 | 0 | 0 | 0 | 0 | 0 | 0 | 0 | 0 | 0 | 0 | 0 | 0 | 0 | 0 | 0 | 0 | 0 | 0 | 0 | 0 | 0 | 0 | 0 | 0 | 0 | 0 | 0 | 0 | 0 | 0 | 0 | 0 | 0 | 0 | 0 | 0 | 0 | 0 | 0 | 0 | 0 | 0
Total |  |  | 357.3 |  |  |  | Total | 0 | 0 | 0 | 0 | 336 | 336 | 1056 | 1056 | 1920 | 6816 | 9672 | 13047.36 | 35511.36 | 39015.36 | 39015.36 | 39015.36 | 38679.36 | 38748.96 | 45180.96 | 45180.96 | 53220.96 | 48324.96 | 48924.96 | 45549.6 | 23085.6 | 19581.6 | 19581.6 | 19581.6 | 19581.6 | 19512 | 12360 | 12360 | 3456 | 3456 | 0 | 0 | 0 | 0 | 0 | 0 | 0 | 0 | 0 | 0 | 0 | 0 | 0 | 0