## Contents
Contents and Summary
delivered
On 7/7/98, Don Norman asked me to look at something he was curious about. Based on some monthly figures for | 1998-07-01 | 1.938 | 0.662 | 2.6
load, import, and export, he concluded NYPP-West was generating less in January than in July, but the marginal cost | 1998-08-01 | 1.9733 | 0.65959 | 2.6328
was substantially more in January than in July. | 1998-09-01 | 2.0265 | 0.65967 | 2.6862
| 1998-10-01 | 2.0908 | 0.65726 | 2.7481
The reason for this is the seasonal price of natural gas, illustrated below. The delivered price of NG to NYPP-West | 1998-11-01 | 2.3062 | 1.0125 | 3.3187
is going from $4.197/MMBTU in the winter to $2.293/MMBTU in the summer of 1999. | 1998-12-01 | 2.5187 | 1.3779 | 3.8966
| 1999-01-01 | 2.574 | 1.6233 | 4.1973
| 1999-02-01 | 2.4793 | 1.611 | 4.0903
| 1999-03-01 | 2.3795 | 1.1182 | 3.4977
| 1999-04-01 | 2.2877 | 0.71535 | 3.0031
| 1999-05-01 | 2.258 | 0.66538 | 2.9233
| 1999-06-01 | 2.2583 | 0.66296 | 2.9212
| 1999-07-01 | 2.2616 | 0.66054 | 2.9221
| 1999-08-01 | 2.2729 | 0.66313 | 2.936
| 1999-09-01 | 2.2842 | 0.66322 | 2.9474
| 1999-10-01 | 2.3106 | 0.67583 | 2.9864
| 1999-11-01 | 2.4311 | 0.96403 | 3.3951
| 1999-12-01 | 2.5617 | 1.33 | 3.8917
| 2000-01-01 | 2.5797 | 1.6262 | 4.206
| 2000-02-01 | 2.4643 | 1.6143 | 4.0786
| 2000-03-01 | 2.3448 | 1.1207 | 3.4656
| 2000-04-01 | 2.2403 | 0.7297 | 2.97
| 2000-05-01 | 2.2261 | 0.67726 | 2.9033
| 2000-06-01 | 2.2289 | 0.66495 | 2.8938
| 2000-07-01 | 2.2327 | 0.66519 | 2.8979
| 2000-08-01 | 2.2466 | 0.66795 | 2.9146
To verify this, I first looked at the monthly and hourly loads, imports, exports, and generation for the | 2000-09-01 | 2.2515 | 0.6682 | 2.9197
typical week in January and July. The generation is just loads+exports-imports, so it suffices to focus on generation. | 2000-10-01 | 2.2734 | 0.68353 | 2.9569
Hourly generation and marginal costs for January and July 1999 are illustrated in the worksheet | 2000-11-01 | 2.402 | 0.97813 | 3.3802
"Week data." You can see that, indeed, July generation exceeds that of January in most hours, and January marginal cost | 2000-12-01 | 2.5429 | 1.3459 | 3.8888
exceeds that of July in most hours. I then picked hour 62 (Wednesday hour ending 2:00PM) to study because it | 2001-01-01 | 2.5638 | 1.6434 | 4.2073
had the property we were interested in understanding. | 2001-02-01 | 2.4468 | 1.6314 | 4.0782
| 2001-03-01 | 2.3559 | 1.1356 | 3.4915
Using some special queries, I was able to pull out most of what I believe is the stack data for the hour in each month. | 2001-04-01 | 2.2559 | 0.72777 | 2.9836
I'm being vague here, because Henwood doesn't provide any standard reports for looking at the stack of a particular | 2001-05-01 | 2.2445 | 0.67507 | 2.9196
transmission congestion region. Even working with the Henwood support staff, I could not get definitive answers to | 2001-06-01 | 2.2473 | 0.66268 | 2.9099
all my questions aboutvariable definitions and how to construct this query. I believe it is essentially correct, | 2001-07-01 | 2.2419 | 0.66289 | 2.9048
however. | 2001-08-01 | 2.2558 | 0.66563 | 2.9214
| 2001-09-01 | 2.2606 | 0.66585 | 2.9264
The stacks are compared in the worksheet "Supply curves Available," which compares the price of units to the cumulative | 2001-10-01 | 2.2825 | 0.68121 | 2.9637
total available capacity of the units. What you see is that after demand exceeds about 12,000 MW, the two curves | 2001-11-01 | 2.4115 | 0.97694 | 3.3885
diverge. The divergence is entirely due to the price of gas. The supporting details for the graph are found in the | 2001-12-01 | 2.5528 | 1.3461 | 3.8989
two worksheets "July audit report" and "Jan audit report". | 2002-01-01 | 2.5992 | 1.6448 | 4.244
| 2002-02-01 | 2.4817 | 1.6327 | 4.1144
A couple of final notes on these curves. This reporting capability is work in progress. I've sorted the stack by a variable | 2002-03-01 | 2.3905 | 1.1351 | 3.5255
defined as the "TransArea Commitment Level". Because the model commits based on factors other than pure, short- | 2002-04-01 | 2.2901 | 0.72811 | 3.0182
term economics, such as reserve requirements and down-time constraints, it would probably be misleading to sort | 2002-05-01 | 2.2787 | 0.67521 | 2.9539
strictly on the basis of price. Also, it is unclear which unit price to use. The model represents units as fractions that each | 2002-06-01 | 2.2815 | 0.66278 | 2.9443
have their own price and operating characteristics. These fractional prices are not available. Nevertheless, the "TransArea Commitment Level" produces a sort | 2002-07-01 | 2.2762 | 0.663 | 2.9392
that closely matches the actual loading sequence (Must Run, Pumped Storage, Hydro, then Economic, based on initial average | 2002-08-01 | 2.2901 | 0.66576 | 2.9559
cost over fractions), so I believe we can use it for the immediate purpose. I will be studying this stack representation. | 2002-09-01 | 2.295 | 0.66598 | 2.9609
| 2002-10-01 | 2.317 | 0.68142 | 2.9984
Michael | 2002-11-01 | 2.4466 | 0.97834 | 3.425
(503) 464-8916 | 2002-12-01 | 2.5885 | 1.349 | 3.9375
| 2003-01-01 | 2.6456 | 1.6492 | 4.2948
| 2003-02-01 | 2.5281 | 1.6373 | 4.1654
| 2003-03-01 | 2.4368 | 1.1376 | 3.5745
| 2003-04-01 | 2.3364 | 0.72898 | 3.0654
| 2003-05-01 | 2.3253 | 0.67593 | 3.0013
| 2003-06-01 | 2.3285 | 0.66354 | 2.9921
| 2003-07-01 | 2.3236 | 0.66387 | 2.9874
| 2003-08-01 | 2.3379 | 0.66675 | 3.0047
| 2003-09-01 | 2.3432 | 0.66708 | 3.0103
| 2003-10-01 | 2.3658 | 0.6827 | 3.0485
| 2003-11-01 | 2.4965 | 0.98146 | 3.4779
| 2003-12-01 | 2.6396 | 1.3545 | 3.9941
| 2004-01-01 | 2.7076 | 1.6567 | 4.3643
| 2004-02-01 | 2.5897 | 1.6449 | 4.2347
| 2004-03-01 | 2.4983 | 1.1423 | 3.6406
| 2004-04-01 | 2.3975 | 0.73113 | 3.1287
| 2004-05-01 | 2.3867 | 0.67783 | 3.0646
| 2004-06-01 | 2.3903 | 0.66544 | 3.0557
| 2004-07-01 | 2.3856 | 0.66586 | 3.0515
| 2004-08-01 | 2.4004 | 0.66884 | 3.0693
| 2004-09-01 | 2.406 | 0.66925 | 3.0753
| 2004-10-01 | 2.4291 | 0.68508 | 3.1142
| 2004-11-01 | 2.5611 | 0.98612 | 3.5473
| 2004-12-01 | 2.7057 | 1.3621 | 4.0678
| 2005-01-01 | 2.7848 | 1.6667 | 4.4515
| 2005-02-01 | 2.6663 | 1.655 | 4.3213
| 2005-03-01 | 2.5745 | 1.1486 | 3.7231
| 2005-04-01 | 2.4732 | 0.73433 | 3.2075
| 2005-05-01 | 2.4626 | 0.68067 | 3.1433
| 2005-06-01 | 2.4664 | 0.66825 | 3.1347
| 2005-07-01 | 2.462 | 0.66874 | 3.1308
| 2005-08-01 | 2.4773 | 0.67181 | 3.1491
| 2005-09-01 | 2.4832 | 0.67229 | 3.1555
| 2005-10-01 | 2.5067 | 0.68832 | 3.195
| 2005-11-01 | 2.6402 | 0.99201 | 3.6322
| 2005-12-01 | 2.7863 | 1.3714 | 4.1576
| 2006-01-01 | 2.8768 | 1.6788 | 4.5556
| 2006-02-01 | 2.7576 | 1.6671 | 4.4248
| 2006-03-01 | 2.6653 | 1.1564 | 3.8216
| 2006-04-01 | 2.5634 | 0.74101 | 3.3044
| 2006-05-01 | 2.553 | 0.68694 | 3.2399
| 2006-06-01 | 2.5572 | 0.67447 | 3.2316
| 2006-07-01 | 2.553 | 0.67503 | 3.228
| 2006-08-01 | 2.5687 | 0.67819 | 3.2469
| 2006-09-01 | 2.575 | 0.67875 | 3.2537
| 2006-10-01 | 2.599 | 0.695 | 3.294
| 2006-11-01 | 2.7341 | 1.0017 | 3.7359
| 2006-12-01 | 2.882 | 1.3849 | 4.2669
| 2007-01-01 | 2.9842 | 1.6955 | 4.6797
| 2007-02-01 | 2.864 | 1.6839 | 4.5479
| 2007-03-01 | 2.771 | 1.1681 | 3.9391
| 2007-04-01 | 2.6683 | 0.74856 | 3.4169
| 2007-05-01 | 2.6581 | 0.69399 | 3.3521
| 2007-06-01 | 2.6626 | 0.68144 | 3.344
| 2007-07-01 | 2.6586 | 0.68205 | 3.3407
| 2007-08-01 | 2.6747 | 0.68529 | 3.36
| 2007-09-01 | 2.6813 | 0.6859 | 3.3672
| 2007-10-01 | 2.7059 | 0.70237 | 3.4083
| 2007-11-01 | 2.8427 | 1.0124 | 3.8551
| 2007-12-01 | 2.9924 | 1.3998 | 4.3922
| 2008-01-01 | 3.1118 | 1.7138 | 4.8256
| 2008-02-01 | 2.9906 | 1.7022 | 4.6928
| 2008-03-01 | 2.8968 | 1.1808 | 4.0776
| 2008-04-01 | 2.7933 | 0.75678 | 3.5501
| 2008-05-01 | 2.7832 | 0.70164 | 3.4848
| 2008-06-01 | 2.7879 | 0.68899 | 3.4769
| 2008-07-01 | 2.7842 | 0.68965 | 3.4738
| 2008-08-01 | 2.8007 | 0.69297 | 3.4936
| 2008-09-01 | 2.8076 | 0.69362 | 3.5012
| 2008-10-01 | 2.8327 | 0.71031 | 3.543
| 2008-11-01 | 2.9713 | 1.0239 | 3.9952
| 2008-12-01 | 3.1229 | 1.4158 | 4.5388
| 2009-01-01 | 3.2601 | 1.7335 | 4.9937
| 2009-02-01 | 3.1379 | 1.7219 | 4.8598
| 2009-03-01 | 3.0433 | 1.1946 | 4.2379
| 2009-04-01 | 2.9389 | 0.76564 | 3.7046
| 2009-05-01 | 2.929 | 0.70991 | 3.6389
| 2009-06-01 | 2.9341 | 0.69716 | 3.6313
| 2009-07-01 | 2.9306 | 0.69787 | 3.6285
| 2009-08-01 | 2.9477 | 0.70128 | 3.6489
| 2009-09-01 | 2.955 | 0.702 | 3.657
| 2009-10-01 | 2.9807 | 0.71894 | 3.6997
| 2009-11-01 | 3.1213 | 1.0365 | 4.1578
| 2009-12-01 | 3.2752 | 1.4332 | 4.7084
| 2010-01-01 | 3.4307 | 1.7549 | 5.1856
| 2010-02-01 | 3.3073 | 1.7433 | 5.0505
| 2010-03-01 | 3.2119 | 1.2095 | 4.4213
| 2010-04-01 | 3.1064 | 0.77525 | 3.8817
| 2010-05-01 | 3.0967 | 0.71886 | 3.8156
| 2010-06-01 | 3.1023 | 0.706 | 3.8083
| 2010-07-01 | 3.0991 | 0.70676 | 3.8058
| 2010-08-01 | 3.1166 | 0.71026 | 3.8269
| 2010-09-01 | 3.1244 | 0.71103 | 3.8354
| 2010-10-01 | 3.1508 | 0.72824 | 3.879
| 2010-11-01 | 3.2935 | 1.0499 | 4.3434
| 2010-12-01 | 3.4497 | 1.4519 | 4.9017
| 2011-01-01 | 3.6243 | 1.7781 | 5.4024
| 2011-02-01 | 3.4999 | 1.7665 | 5.2664
| 2011-03-01 | 3.4038 | 1.2257 | 4.6296
| 2011-04-01 | 3.2976 | 0.8106 | 4.1082
| 2011-05-01 | 3.2883 | 0.72871 | 4.017
| 2011-06-01 | 3.2945 | 0.71577 | 4.0103
| 2011-07-01 | 3.2919 | 0.71663 | 4.0085
| 2011-08-01 | 3.3102 | 0.72027 | 4.0305
| 2011-09-01 | 3.3187 | 0.72114 | 4.0398
| 2011-10-01 | 3.3461 | 0.73869 | 4.0847
| 2011-11-01 | 3.4915 | 1.0651 | 4.5566
| 2011-12-01 | 3.6506 | 1.4732 | 5.1237
| 2012-01-01 | 3.8448 | 1.8041 | 5.6489
| 2012-02-01 | 3.7188 | 1.7924 | 5.5112
| 2012-03-01 | 3.6217 | 1.2438 | 4.8654
| 2012-04-01 | 3.5142 | 0.82255 | 4.3367
| 2012-05-01 | 3.5051 | 0.73948 | 4.2446
| 2012-06-01 | 3.5117 | 0.72636 | 4.2381
| 2012-07-01 | 3.5093 | 0.72726 | 4.2366
| 2012-08-01 | 3.5283 | 0.73098 | 4.2593
| 2012-09-01 | 3.5372 | 0.73189 | 4.2691
| 2012-10-01 | 3.5653 | 0.74972 | 4.315
| 2012-11-01 | 3.7132 | 1.0811 | 4.7942
| 2012-12-01 | 3.875 | 1.4952 | 5.3702
| 2013-01-01 | 4.0895 | 1.8313 | 5.9207
| 2013-02-01 | 3.9621 | 1.8194 | 5.7815
| 2013-03-01 | 3.8638 | 1.2626 | 5.1264
| 2013-04-01 | 3.7551 | 0.83504 | 4.5901
| 2013-05-01 | 3.7463 | 0.75073 | 4.497
| 2013-06-01 | 3.7534 | 0.73745 | 4.4908
| 2013-07-01 | 3.7514 | 0.7384 | 4.4898
| 2013-08-01 | 3.771 | 0.74221 | 4.5132
| 2013-09-01 | 3.7805 | 0.74316 | 4.5236
| 2013-10-01 | 3.8094 | 0.7613 | 4.5707
| 2013-11-01 | 3.96 | 1.0978 | 5.0578
| 2013-12-01 | 4.1247 | 1.5185 | 5.6432
| 2014-01-01 | 4.3486 | 1.8597 | 6.2084
| 2014-02-01 | 4.2196 | 1.8478 | 6.0673
| 2014-03-01 | 4.1201 | 1.2823 | 5.4024
| 2014-04-01 | 4.01 | 0.84808 | 4.8581
| 2014-05-01 | 4.0014 | 0.76247 | 4.7639
| 2014-06-01 | 4.0089 | 0.749 | 4.7579
| 2014-07-01 | 4.0072 | 0.74998 | 4.7572
| 2014-08-01 | 4.0275 | 0.75386 | 4.7814
| 2014-09-01 | 4.0374 | 0.75484 | 4.7923
| 2014-10-01 | 4.0671 | 0.77328 | 4.8404
| 2014-11-01 | 4.2204 | 1.1151 | 5.3356
| 2014-12-01 | 4.3881 | 1.5424 | 5.9306
| 2015-01-01 | 4.6219 | 1.8892 | 6.5111
| 2015-02-01 | 4.4913 | 1.8771 | 6.3684
| 2015-03-01 | 4.3907 | 1.3027 | 5.6934
| 2015-04-01 | 4.2794 | 0.86162 | 5.141
| 2015-05-01 | 4.2711 | 0.77469 | 5.0458
| 2015-06-01 | 4.2792 | 0.76103 | 5.0402
| 2015-07-01 | 4.2779 | 0.76206 | 5.04
| 2015-08-01 | 4.299 | 0.76604 | 5.0651
| 2015-09-01 | 4.3096 | 0.76708 | 5.0767
| 2015-10-01 | 4.3403 | 0.78586 | 5.1261
| 2015-11-01 | 4.4965 | 1.1333 | 5.6298
| 2015-12-01 | 4.6674 | 1.5677 | 6.2351
| 2016-01-01 | 4.9116 | 1.9202 | 6.8318
| 2016-02-01 | 4.7794 | 1.9081 | 6.6875
| 2016-03-01 | 4.6778 | 1.3243 | 6.0021
| 2016-04-01 | 4.5652 | 0.87595 | 5.4411
| 2016-05-01 | 4.5573 | 0.78762 | 5.345
| 2016-06-01 | 4.5662 | 0.77379 | 5.34
| 2016-07-01 | 4.5655 | 0.77489 | 5.3404
| 2016-08-01 | 4.5876 | 0.77899 | 5.3665
| 2016-09-01 | 4.5989 | 0.78009 | 5.379
| 2016-10-01 | 4.6307 | 0.79924 | 5.4299
| 2016-11-01 | 4.7902 | 1.1527 | 5.9429
| 2016-12-01 | 4.9647 | 1.5946 | 6.5592
| 2017-01-01 | 5.2194 | 1.9532 | 7.1726
| 2017-02-01 | 5.0854 | 1.9409 | 7.0262
| 2017-03-01 | 4.9824 | 1.3471 | 6.3295
| 2017-04-01 | 4.8683 | 0.89104 | 5.7593
| 2017-05-01 | 4.8607 | 0.8012 | 5.6619
| 2017-06-01 | 4.8701 | 0.78715 | 5.6572
| 2017-07-01 | 4.8698 | 0.78828 | 5.6581
| 2017-08-01 | 4.8926 | 0.79246 | 5.6851
| 2017-09-01 | 4.9045 | 0.7936 | 5.6981
| 2017-10-01 | 4.9373 | 0.81309 | 5.7504
| 2017-11-01 | 5.1 | 1.1727 | 6.2727
| 2017-12-01 | 5.2779 | 1.6223 | 6.9002
| 2018-01-01 | 5.5415 | 1.9873 | 7.5288
| 2018-02-01 | 5.4059 | 1.9749 | 7.3808
| 2018-03-01 | 5.3019 | 1.3708 | 6.6727
| 2018-04-01 | 5.1864 | 0.90679 | 6.0932
| 2018-05-01 | 5.1795 | 0.81543 | 5.9949
| 2018-06-01 | 5.1898 | 0.80119 | 5.991
| 2018-07-01 | 5.1902 | 0.8024 | 5.9926
| 2018-08-01 | 5.2142 | 0.80672 | 6.0209
| 2018-09-01 | 5.227 | 0.80794 | 6.035
| 2018-10-01 | 5.2611 | 0.82785 | 6.089
| 2018-11-01 | 5.4275 | 1.1941 | 6.6216
| 2018-12-01 | 5.6094 | 1.652 | 7.2614
| 2019-01-01 | 5.8811 | 2.0238 | 7.9049
| 2019-02-01 | 5.7438 | 2.0113 | 7.7551
| 2019-03-01 | 5.6386 | 1.3962 | 7.0347
| 2019-04-01 | 5.5217 | 0.92364 | 6.4454
| 2019-05-01 | 5.5154 | 0.83064 | 6.346
| 2019-06-01 | 5.5266 | 0.81618 | 6.3428
| 2019-07-01 | 5.5277 | 0.81747 | 6.3452
| 2019-08-01 | 5.5529 | 0.82193 | 6.3749
| 2019-09-01 | 5.5668 | 0.82323 | 6.39
| 2019-10-01 | 5.6022 | 0.84357 | 6.4458
| 2019-11-01 | 5.7726 | 1.2168 | 6.9894
| 2019-12-01 | 5.9587 | 1.6836 | 7.6423
| 2020-01-01 | 6.239 | 2.0627 | 8.3017
| 2020-02-01 | 6.0999 | 2.0501 | 8.15
| 2020-03-01 | 5.9935 | 1.4232 | 7.4167
| 2020-04-01 | 5.8752 | 0.9416 | 6.8168
| 2020-05-01 | 5.8696 | 0.84686 | 6.7164
| 2020-06-01 | 5.8819 | 0.83218 | 6.7141
| 2020-07-01 | 5.8839 | 0.83356 | 6.7175
| 2020-08-01 | 5.9104 | 0.83817 | 6.7486
| 2020-09-01 | 5.9254 | 0.83956 | 6.765
| 2020-10-01 | 5.9624 | 0.86037 | 6.8228
| 2020-11-01 | 6.137 | 1.2411 | 7.3782
| 2020-12-01 | 6.3278 | 1.7174 | 8.0451
| 2021-01-01 | 6.6284 | 2.1041 | 8.7325
| 2021-02-01 | 6.5456 | 2.0913 | 8.6368
| 2021-03-01 | 6.4167 | 1.4518 | 7.8685
| 2021-04-01 | 6.2809 | 0.96051 | 7.2414
| 2021-05-01 | 6.2782 | 0.86386 | 7.1421
| 2021-06-01 | 6.2834 | 0.84889 | 7.1323
| 2021-07-01 | 6.2899 | 0.8503 | 7.1402
| 2021-08-01 | 6.3398 | 0.855 | 7.1948
| 2021-09-01 | 6.3542 | 0.85642 | 7.2107
| 2021-10-01 | 6.3952 | 0.87765 | 7.2728
| 2021-11-01 | 6.55 | 1.2661 | 7.816
| 2021-12-01 | 6.7212 | 1.7518 | 8.473
| 2022-01-01 | 7.0403 | 2.1463 | 9.1866
| 2022-02-01 | 6.9562 | 2.1333 | 9.0895
| 2022-03-01 | 6.8252 | 1.4809 | 8.3061
| 2022-04-01 | 6.6871 | 0.97979 | 7.6669
| 2022-05-01 | 6.6849 | 0.88121 | 7.5661
| 2022-06-01 | 6.6906 | 0.86594 | 7.5565
| 2022-07-01 | 6.6977 | 0.86737 | 7.565
| 2022-08-01 | 6.7491 | 0.87217 | 7.6212
| 2022-09-01 | 6.7643 | 0.87361 | 7.6379
| 2022-10-01 | 6.8065 | 0.89527 | 7.7018
| 2022-11-01 | 6.9649 | 1.2915 | 8.2564
| 2022-12-01 | 7.14 | 1.787 | 8.927
| 2023-01-01 | 7.4687 | 2.1894 | 9.6581
| 2023-02-01 | 7.3847 | 2.1761 | 9.5608
| 2023-03-01 | 7.2516 | 1.5106 | 8.7623
| 2023-04-01 | 7.1113 | 0.99947 | 8.1107
| 2023-05-01 | 7.1094 | 0.8989 | 8.0083
| 2023-06-01 | 7.1157 | 0.88332 | 7.9991
| 2023-07-01 | 7.1234 | 0.88479 | 8.0082
| 2023-08-01 | 7.1763 | 0.88968 | 8.066
| 2023-09-01 | 7.1924 | 0.89116 | 8.0835
| 2023-10-01 | 7.2359 | 0.91325 | 8.1491
| 2023-11-01 | 7.3979 | 1.3174 | 8.7154
| 2023-12-01 | 7.5771 | 1.8229 | 9.4
| 2024-01-01 | 7.9156 | 2.2334 | 10.149
| 2024-02-01 | 7.8305 | 2.2198 | 10.0503
| 2024-03-01 | 7.6952 | 1.541 | 9.2362
| 2024-04-01 | 7.5525 | 1.0195 | 8.572
| 2024-05-01 | 7.5511 | 0.91695 | 8.468
| 2024-06-01 | 7.5775 | 0.90106 | 8.4786
| 2024-07-01 | 7.5762 | 0.90255 | 8.4787

## Week data
|  | d:\nysegdetail\january | d:\nysegdetail\january | d:\nysegdetail\july | d:\nysegdetail\july | d:\nysegdetail\july | d:\nysegdetail\july | d:\nysegdetail\july | d:\nysegdetail\january | d:\nysegdetail\january
|  | 168 | 168 | 168 | 168 | 168 | 168 | 168 | 168 | 168
|  | 1999 | 1999 | 1999 | 1999 | 1999 | 1999 | 1999 | 1999 | 1999
|  | 1 | 1 | 26 | 26 | 26 | 26 | 26 | 1 | 1
|  | 1 | 1 | 1 | 1 | 1 | 1 | 1 | 1 | 1
|  | Trans Area | Trans Area | Trans Area | Trans Area | Trans Area | Trans Area | Trans Area | Trans Area | Trans Area
|  | Generation | SMP | SMP | Generation | Generation | SMP | Running marginal cost | Generation | SMP
|  | PJM-West | PJM-West | PJM-West | PJM-West | NYPP-West | NYPP-West | NYPP-West | NYPP-West | NYPP-West
Hour |  | PJM-West(Generation) Winter | PJM-West(SMP) Winter | PJM-West(SMP) | PJM-West(Generation) | NYPP-West(Generation) July | NYPP-West(SMP) July | NYPP-West(Running marginal cost) July | NYPP-West(Generation) Jan | NYPP-West(SMP) Jan
1 |  | 5282.5806 | 16.858 | 13.6978 | 5074.6001 | 8592.6299 | 20.6394 | 20.6394 | 7768.6001 | 22.5998
2 |  | 5455.8999 | 15.1825 | 13.6284 | 4969.6001 | 8543.6299 | 20.5643 | 20.5643 | 7977.1011 | 21.7898
3 |  | 5455.8999 | 14.5761 | 12.269 | 4969.6001 | 8475.6299 | 19.0942 | 19.0942 | 8183.2002 | 21.1592
4 |  | 5455.8999 | 14.5761 | 12.1629 | 4119.6001 | 8475.6299 | 18.6494 | 18.6494 | 8389.2988 | 21.1592
5 |  | 5455.8999 | 14.857 | 13.0717 | 4119.6001 | 8555.6299 | 19.5946 | 19.5946 | 8393 | 21.4513
6 |  | 5656.5859 | 16.858 | 13.7617 | 4224.6001 | 8594.8301 | 20.34 | 20.34 | 8393 | 20.7914
7 |  | 5934.8999 | 21.769 | 5.2668 | 4564.2002 | 9568.0791 | 11.4774 | 11.4774 | 8746.9688 | 25.8585
8 |  | 5934.8999 | 21.7803 | 14.7661 | 4909.2002 | 11390.3008 | 12.4516 | 12.4516 | 9685.0186 | 21.793
9 |  | 5934.8999 | 21.7803 | 24.5193 | 4969.2002 | 12958.1592 | 24.2772 | 24.2772 | 10314.749 | 27.6515
10 |  | 5934.8999 | 21.7803 | 24.5193 | 4969.2002 | 13199.8604 | 25.0384 | 25.0384 | 10680.7656 | 28.0072
11 |  | 5934.8999 | 21.7803 | 28.6701 | 5013.5 | 13638.3604 | 23.6965 | 23.6965 | 10706.9902 | 28.6515
12 |  | 5934.8999 | 21.7803 | 33.4742 | 5013.5 | 14324.7607 | 28.8619 | 28.8619 | 10560.9922 | 28.6515
13 |  | 5934.8999 | 21.7803 | 30.4108 | 4891.5 | 14764.8613 | 29.6606 | 29.6606 | 10423.9883 | 28.6515
14 |  | 6372.1548 | 32.3581 | 31.412 | 4979.5 | 14768.8613 | 29.8978 | 29.8978 | 10204.0107 | 26.3059
15 |  | 6784.8999 | 20.5615 | 24.5193 | 4979.5 | 14807.2949 | 29.8978 | 29.8978 | 9766.9951 | 26.384
16 |  | 6722.8999 | 21.2216 | 24.5193 | 5216.6367 | 14868.0605 | 28.3733 | 28.3733 | 9904.0596 | 27.0705
17 |  | 6722.8999 | 32.3581 | 24.5193 | 5829.5 | 14893.1953 | 28.0872 | 28.0872 | 10575.1934 | 30.8396
18 |  | 6767.1001 | 31.3395 | 24.5193 | 5829.5 | 14759.0605 | 25.7866 | 25.7866 | 11878.291 | 39.7189
19 |  | 6855.1001 | 31.783 | 24.5193 | 5829.5 | 13419.0156 | 25.1452 | 25.1452 | 11771.8906 | 40.1985
20 |  | 6767.1001 | 32.3581 | 24.5193 | 5805.5 | 13118.2031 | 23.458 | 23.458 | 11728.291 | 30.5795
21 |  | 6767.1001 | 32.3581 | 29.5691 | 4954.5 | 13056.2031 | 23.458 | 23.458 | 10631.293 | 31.3688
22 |  | 6722.8999 | 20.3857 | 28.5235 | 4945.5 | 12709.1074 | 22.4324 | 22.4324 | 9808.4951 | 27.2011
23 |  | 6722.8999 | 24.074 | 23.8701 | 5172.3369 | 11526.9824 | 23.593 | 23.593 | 8803.8955 | 25.4431
24 |  | 6722.8999 | 21.8006 | 16.7974 | 5452.2002 | 10449.3682 | 23.4693 | 23.4693 | 8430.8994 | 24.179
25 |  | 6722.8999 | 18.5357 | 14.4688 | 5308.2002 | 9325.0283 | 21.0476 | 21.0476 | 8339.8994 | 23.3829
26 |  | 6583.9995 | 16.858 | 13.825 | 5099.5312 | 9276.0283 | 20.378 | 20.378 | 8305.0996 | 21.5188
27 |  | 6439.1792 | 16.858 | 12.6488 | 4928.6001 | 9028.7285 | 19.1547 | 19.1547 | 8349.0596 | 21.5188
28 |  | 6430.1948 | 16.858 | 11.881 | 4928.6001 | 9096.7285 | 18.3562 | 18.3562 | 8527.6074 | 20.0831
29 |  | 6449.8999 | 16.9651 | 13.239 | 4346.6001 | 9096.7285 | 19.7686 | 19.7686 | 8534 | 21.1264
30 |  | 6722.8999 | 20.0081 | 13.825 | 4485.1992 | 9168.8184 | 20.378 | 20.378 | 8568.7988 | 23.9852
31 |  | 6722.8999 | 21.7803 | 14.5936 | 4726.2002 | 10249.584 | 21.1774 | 21.1774 | 9854.791 | 27.6515
32 |  | 6722.8999 | 13.7172 | 19.4693 | 5207.9102 | 12205.7998 | 22.8537 | 22.8537 | 11259.1904 | 20.2659
33 |  | 6765.1001 | 24.8299 | 24.0958 | 5294.2002 | 12970.8594 | 24.788 | 24.788 | 11707.7061 | 31.8231
34 |  | 6767.1001 | 21.7803 | 24.5193 | 5297.5 | 12438.1973 | 23.6965 | 23.6965 | 11757.1904 | 28.6515
35 |  | 6767.1001 | 21.7803 | 26.8482 | 5338.5 | 13368.6445 | 27.6513 | 27.6513 | 11807.3516 | 34.8679
36 |  | 6767.1001 | 21.7803 | 26.697 | 5426.5 | 14055.7598 | 29.3586 | 29.3586 | 11503.791 | 34.5063
37 |  | 6634.8999 | 21.7803 | 29.574 | 5426.5 | 14111.7598 | 30.2791 | 30.2791 | 11170.3926 | 34.5063
38 |  | 6634.8999 | 21.7803 | 23.6293 | 5426.5 | 14124.959 | 29.5745 | 29.5745 | 11107.1885 | 38.7241
39 |  | 6634.8999 | 21.7803 | 22.9149 | 5457.5 | 14153.3594 | 28.8315 | 28.8315 | 10876.3936 | 28.6515
40 |  | 6634.8999 | 21.7803 | 22.7941 | 5694.6367 | 14153.3594 | 28.7059 | 28.7059 | 10806.3877 | 28.6515
41 |  | 6657.1001 | 21.7803 | 22.3237 | 6132.5 | 14119.0605 | 28.2166 | 28.2166 | 11652.3896 | 35.0688
42 |  | 6767.1001 | 16.4961 | 24.5193 | 6132.5 | 13918.5605 | 26.972 | 26.972 | 12732.3906 | 23.1559
43 |  | 6639.1001 | 16.4961 | 24.5193 | 6044.5 | 12513.2988 | 25.1412 | 25.1412 | 12608.9502 | 23.1559
44 |  | 6582.9941 | 16.4961 | 24.5193 | 6033.5 | 11975.248 | 24.9832 | 24.9832 | 12001.1904 | 23.1559
45 |  | 6613.1001 | 17.4576 | 24.5193 | 6013.5 | 11683.4688 | 24.788 | 24.788 | 11196.791 | 23.1559
46 |  | 6568.8999 | 17.4576 | 23.123 | 6023.5 | 11006.5986 | 24.6895 | 24.6895 | 9617.791 | 23.1559
47 |  | 6568.8999 | 21.7803 | 17.7325 | 5831.2002 | 9886.3037 | 24.4418 | 24.4418 | 8590.7959 | 23.1559
48 |  | 6568.8999 | 16.4961 | 15.1938 | 5686.8477 | 8135.7661 | 22.4679 | 22.4679 | 8074.8003 | 23.1559
49 |  | 6277.8999 | 15.3945 | 14.5994 | 6105.2002 | 7828.3643 | 21.6145 | 21.6145 | 8055.2466 | 23.2357
50 |  | 6177.8999 | 14.1904 | 13.6284 | 5713.1001 | 7894.23 | 20.7965 | 20.7965 | 8040.0005 | 22.4679
51 |  | 6177.8999 | 14.2814 | 13.5876 | 5713.1001 | 7845.23 | 20.5202 | 20.5202 | 8040.0005 | 22.023
52 |  | 6277.8999 | 15.9301 | 13.239 | 5713.1001 | 7845.23 | 20.1432 | 20.1432 | 8186.998 | 22.1114
53 |  | 6374.2769 | 16.858 | 13.3405 | 5713.1001 | 7845.23 | 20.253 | 20.253 | 8031.5005 | 22.7898
54 |  | 6656.8999 | 20.1753 | 13.9354 | 5897.6001 | 7995.4302 | 21.5959 | 21.5959 | 8291.2988 | 23.9685
55 |  | 6656.8999 | 21.7803 | 14.6767 | 6105.2002 | 9374.0811 | 21.6981 | 21.6981 | 8921.4902 | 23.1559
56 |  | 6656.8999 | 21.7803 | 17.4725 | 6229.2002 | 11282.7197 | 24.1714 | 24.1714 | 9775.4932 | 21.793
57 |  | 6698.3066 | 15.4401 | 18.7957 | 6192.2002 | 12208.0068 | 25.5475 | 25.5475 | 10361.8906 | 21.0577
58 |  | 6670.1001 | 15.4401 | 19.8822 | 6192.2002 | 12580.2598 | 25.6775 | 25.6775 | 10507.4902 | 21.0577
59 |  | 6670.1001 | 32.3581 | 24.5193 | 6217.5 | 12681.2598 | 27.1896 | 27.1896 | 10482.4902 | 39.6525
60 |  | 6670.1001 | 32.3581 | 26.374 | 6291.7173 | 13732.3594 | 26.374 | 26.374 | 10208.4922 | 40.8206
61 |  | 6625.8999 | 32.3581 | 19.4488 | 6411.5 | 13673.0605 | 26.2268 | 26.2268 | 9872.4902 | 40.8206
62 |  | 6318.8999 | 32.3581 | 20.5415 | 5917.5 | 13780.3398 | 27.3632 | 27.3632 | 9712.4902 | 40.1985
63 |  | 6318.8999 | 29.365 | 21.209 | 5917.5 | 13754.5605 | 28.0574 | 28.0574 | 9729.8926 | 39.8724
64 |  | 6318.8999 | 23.1559 | 24.5193 | 5917.5 | 13781.5605 | 28.0256 | 28.0256 | 9824.8096 | 28.3882
65 |  | 6318.8999 | 32.3581 | 24.5193 | 5829.5 | 13859.0605 | 27.8532 | 27.8532 | 10504.6934 | 40.8206
66 |  | 6451.1001 | 27.0398 | 24.5193 | 5829.5 | 13177.0146 | 25.3889 | 25.3889 | 12378.291 | 35.0688
67 |  | 6451.1001 | 31.4655 | 24.5193 | 5909.5 | 12204.002 | 26.0664 | 26.0664 | 12503.8066 | 38.7241
68 |  | 6053.1001 | 31.8155 | 24.5193 | 5865.2002 | 12027.999 | 26.346 | 26.346 | 11301.1914 | 38.0881
69 |  | 6053.1001 | 32.3581 | 24.5193 | 5824.2002 | 11947.0039 | 26.374 | 26.374 | 10154.8926 | 28.3882
70 |  | 5189.1001 | 23.0798 | 18.8532 | 5824.2002 | 11659.002 | 25.6073 | 25.6073 | 9234.4941 | 25.8585
71 |  | 5044.7456 | 23.4817 | 18.6359 | 5824.2002 | 10901.5859 | 25.3813 | 25.3813 | 8528.127 | 23.0798
72 |  | 5106.8999 | 20.0081 | 17.5951 | 5551.2002 | 9315.7627 | 24.2989 | 24.2989 | 8175.2002 | 23.8948
73 |  | 4952.8999 | 16.4433 | 14.4762 | 5377.2002 | 7964.1304 | 23.8873 | 23.8873 | 8140.4004 | 23.101
74 |  | 4952.8999 | 16.9651 | 13.6622 | 5037.6001 | 8207.1299 | 21.2451 | 21.2451 | 8140.4004 | 22.4478
75 |  | 4853.228 | 16.858 | 13.239 | 4810.1001 | 8422.1299 | 20.1432 | 20.1432 | 8140.4004 | 22.4958
76 |  | 4843.4321 | 16.182 | 13.0654 | 4896.585 | 8503.001 | 19.9555 | 19.9555 | 7042.728 | 22.8293
77 |  | 4864.8999 | 16.9651 | 12.325 | 5016.7002 | 8483.5293 | 19.1547 | 19.1547 | 7047 | 23.1654
78 |  | 5137.8999 | 17.9699 | 13.0086 | 5120 | 8483.5293 | 19.8941 | 19.8941 | 7185.7998 | 24.6887
79 |  | 5137.8999 | 23.207 | 14.1518 | 5384.6001 | 8214.5674 | 22.1663 | 22.1663 | 8212.9912 | 23.207
80 |  | 5182.1001 | 27.0168 | 16.701 | 5656.2002 | 9406.4883 | 23.8873 | 23.8873 | 9494.5557 | 31.4947
81 |  | 5182.1001 | 38.3286 | 14.0839 | 6122.8477 | 10775.4023 | 21.057 | 21.057 | 10485.8906 | 31.0852
82 |  | 5182.1001 | 29.365 | 14.0839 | 6541.2002 | 11631.7031 | 21.057 | 21.057 | 10646.0898 | 24.6742
83 |  | 5182.1001 | 28.7067 | 16.0812 | 6405.2002 | 11931.0449 | 23.217 | 23.217 | 9862.6904 | 28.3416
84 |  | 5182.1001 | 27.0168 | 19.0908 | 6405.2002 | 12318.6152 | 25.8544 | 25.8544 | 9159.79 | 20.5048
85 |  | 5137.8999 | 22.7667 | 19.4574 | 6095.5 | 12335.7773 | 26.2357 | 26.2357 | 8975.2188 | 29.6774
86 |  | 5057.8999 | 22.1619 | 21.2838 | 6124.5 | 12271.8594 | 27.1351 | 27.1351 | 9148.6973 | 29.0484
87 |  | 5057.8999 | 22.3683 | 26.4076 | 6124.5 | 13040.9141 | 27.0587 | 27.0587 | 8759.4893 | 28.2631
88 |  | 5057.8999 | 21.855 | 30.2872 | 6135.9385 | 13083.0117 | 27.1896 | 27.1896 | 8736.9893 | 27.7292
89 |  | 5057.8999 | 25.7457 | 29.8499 | 6158.2578 | 13056.0098 | 26.1799 | 26.1799 | 9731.4941 | 32.7756
90 |  | 5293.8003 | 32.5248 | 26.4076 | 6121.2002 | 11960.3633 | 28.0574 | 28.0574 | 11433.1904 | 41.0009
91 |  | 5309.5 | 36.4644 | 23.9784 | 6121.2002 | 11319.3994 | 27.148 | 27.148 | 13056.5771 | 33.9297
92 |  | 5409.1001 | 34.0664 | 18.7957 | 6121.2002 | 10930.4004 | 25.5475 | 25.5475 | 12279.7949 | 41.4291
93 |  | 5409.1001 | 41.5796 | 20.2561 | 6121.2002 | 10978.4062 | 26.0664 | 26.0664 | 10454.5908 | 35.2398
94 |  | 5409.1001 | 24.6416 | 19.5974 | 6176.4175 | 10702.4033 | 25.3813 | 25.3813 | 8813.6084 | 30.6272
95 |  | 5364.8999 | 21.1118 | 18.4997 | 6296.2002 | 9990.2832 | 24.2397 | 24.2397 | 7782.6953 | 26.9563
96 |  | 5468.1997 | 21.769 | 15.403 | 5612.2002 | 8679.8613 | 22.1663 | 22.1663 | 7314.3003 | 24.7126
97 |  | 5571.5 | 20.0081 | 14.1651 | 5612.2002 | 7913.0303 | 21.0587 | 21.0587 | 7668.5596 | 22.5926
98 |  | 6112.0547 | 19.5459 | 13.8055 | 5402.1411 | 7970 | 20.7559 | 20.7559 | 7833.3999 | 21.7377
99 |  | 6227.4951 | 15.6138 | 13.6651 | 4550.2002 | 7799.499 | 20.5183 | 20.5183 | 8207.1084 | 21.6176
100 |  | 6214.8999 | 14.9596 | 13.4422 | 4445.2002 | 7864.0303 | 20.3146 | 20.3146 | 8310.5996 | 21.558
101 |  | 6470.8999 | 17.7325 | 13.9354 | 4682.2002 | 6598.9023 | 20.8964 | 20.8964 | 8400.1152 | 21.1233
102 |  | 6743.8999 | 17.7325 | 14.7071 | 4762.2002 | 7017.7305 | 21.7309 | 21.7309 | 8400.5996 | 22.7042
103 |  | 6743.8999 | 21.7803 | 16.3263 | 4751.2002 | 8083.0742 | 23.4821 | 23.4821 | 9216.5898 | 21.9189
104 |  | 6788.1001 | 21.7803 | 18.7904 | 5325.1489 | 9757.1045 | 24.788 | 24.788 | 10185.79 | 27.6515
105 |  | 6608.1001 | 21.7803 | 19.4264 | 5347.6001 | 10402.4033 | 26.2034 | 26.2034 | 11121.1904 | 28.6515
106 |  | 6608.1001 | 21.7803 | 23.5596 | 5455.2002 | 10849.3594 | 27.1896 | 27.1896 | 11455.791 | 27.6515
107 |  | 6608.1001 | 21.7803 | 24.5193 | 5455.2002 | 10949.8594 | 24.7281 | 24.7281 | 11609.4902 | 36.8715
108 |  | 6608.1001 | 21.7803 | 24.5193 | 5455.2002 | 10949.8594 | 26.5469 | 26.5469 | 11189.1924 | 30.1123
109 |  | 6563.8999 | 21.7803 | 24.5193 | 5455.2002 | 10951.3594 | 26.7982 | 26.7982 | 10873.1953 | 30.1123
110 |  | 6563.8999 | 21.7803 | 24.5193 | 5499.5 | 10979.959 | 26.7982 | 26.7982 | 10743.1875 | 30.1123
111 |  | 6563.8999 | 20.1102 | 24.5193 | 5374.5 | 11075.2988 | 24.2833 | 24.2833 | 10456.7891 | 26.9146
112 |  | 6563.8999 | 21.1608 | 24.5193 | 5374.5 | 11260.0596 | 25.5127 | 25.5127 | 10374.793 | 28.0073
113 |  | 6426.8999 | 21.7803 | 24.5193 | 5374.5 | 11383.7139 | 27.4704 | 27.4704 | 10940.4131 | 31.2959
114 |  | 6471.1001 | 21.7803 | 24.5193 | 5330.2002 | 10945.9033 | 27.148 | 27.148 | 12817.9902 | 150
115 |  | 6146.1001 | 32.098 | 21.209 | 5416.9644 | 10163.752 | 28.0574 | 28.0574 | 12528.79 | 39.382
116 |  | 5296.1001 | 24.024 | 24.5193 | 5641.6001 | 9776.002 | 26.5469 | 26.5469 | 11875.1904 | 30.9849
117 |  | 5296.1001 | 19.801 | 22.345 | 5741.2002 | 9648.9971 | 27.4704 | 27.4704 | 10911.1875 | 26.593
118 |  | 5251.8999 | 21.7803 | 19.671 | 5978.3369 | 9718.0938 | 26.4579 | 26.4579 | 10267.4229 | 24.5074
119 |  | 5251.8999 | 21.7803 | 18.7957 | 6591.2002 | 9122.8721 | 25.5475 | 25.5475 | 8834.9951 | 24.1333
120 |  | 4401.8999 | 21.7803 | 16.701 | 6268.4531 | 7411.8301 | 23.8873 | 23.8873 | 8545.7988 | 22.6341
121 |  | 4401.8999 | 20.0081 | 14.6767 | 6144.2002 | 7233.1299 | 21.6981 | 21.6981 | 8355.7988 | 21.6145
122 |  | 4401.8999 | 20.0081 | 13.4398 | 5766.6001 | 7233.1299 | 20.6253 | 20.6253 | 7870.7998 | 21.7756
123 |  | 4401.8999 | 20.0081 | 13.239 | 5766.6001 | 7184.1299 | 20.484 | 20.484 | 7778.7998 | 22.5926
124 |  | 4401.8999 | 20.0081 | 12.3278 | 5766.6001 | 7184.1299 | 20.5451 | 20.5451 | 7778.7998 | 22.5152
125 |  | 4401.8999 | 20.0081 | 12.2328 | 5766.6001 | 6990.6299 | 21.0476 | 21.0476 | 7821.9199 | 22.5368
126 |  | 4401.8999 | 20.0081 | 12.3278 | 5766.6001 | 6990.6299 | 20.484 | 20.484 | 7932.8003 | 21.4829
127 |  | 4391.9453 | 16.3669 | 12.803 | 5766.6001 | 7094.3301 | 20.4301 | 20.4301 | 7932.8003 | 22.5926
128 |  | 4401.8999 | 21.7803 | 12.7034 | 5871.6001 | 7327.8247 | 19.5639 | 19.5639 | 7967.6011 | 24.0125
129 |  | 4401.8999 | 21.1608 | 15.148 | 6144.2002 | 7580.3774 | 24.2397 | 24.2397 | 8777.416 | 28.0072
130 |  | 4401.8999 | 28.8354 | 14.7072 | 6318.2002 | 7946.9775 | 21.7311 | 21.7311 | 9207.4902 | 37.0107
131 |  | 3818.9001 | 31.4655 | 16.858 | 6666.2002 | 8822.4746 | 24.0571 | 24.0571 | 9519.3105 | 38.7241
132 |  | 3818.9001 | 19.5783 | 23.2495 | 6666.2002 | 8848.085 | 30.9695 | 30.9695 | 9363.791 | 26.3615
133 |  | 3911.4954 | 22.842 | 24.5193 | 6666.2002 | 8460.6836 | 32.3429 | 32.3429 | 9206.4297 | 29.7556
134 |  | 3998.9001 | 21.7803 | 24.5193 | 6666.2002 | 8338.2803 | 32.3429 | 32.3429 | 9010.791 | 28.6515
135 |  | 3894.9001 | 21.7803 | 19.671 | 6666.2002 | 8201.4756 | 26.4579 | 26.4579 | 8553.791 | 28.6515
136 |  | 3894.9001 | 18.6624 | 19.4574 | 6666.2002 | 8233.4756 | 26.2357 | 26.2357 | 8564.791 | 25.4089
137 |  | 3894.9001 | 22.086 | 20.3347 | 6666.2002 | 8271.4756 | 27.148 | 27.148 | 8828.8906 | 29.7112
138 |  | 3894.9001 | 31.0243 | 19.671 | 6716.2002 | 8234.4756 | 26.4579 | 26.4579 | 9788.0898 | 38.2652
139 |  | 3894.9001 | 37.1139 | 19.4574 | 6716.2002 | 8056.9727 | 26.2357 | 26.2357 | 9237.3906 | 50.7352
140 |  | 3894.9001 | 31.4655 | 18.7904 | 6716.2002 | 7324.4692 | 26.147 | 26.147 | 8848.5898 | 38.7241
141 |  | 3252.3752 | 31.4655 | 19.671 | 6716.2002 | 7691.9692 | 26.4579 | 26.4579 | 8553.0898 | 38.7241
142 |  | 3318.9001 | 23.7286 | 19.4574 | 6716.2002 | 7926.4727 | 26.2357 | 26.2357 | 8046.7915 | 31.4877
143 |  | 3427.6001 | 20.4348 | 18.0354 | 6685.2002 | 7591.1304 | 24.7568 | 24.7568 | 7941.5005 | 27.2522
144 |  | 3819.6003 | 17.7904 | 17.1994 | 6402.2002 | 7593.1304 | 23.8873 | 23.8873 | 7747.5996 | 24.502
145 |  | 4210.5 | 20.0081 | 14.6588 | 6242.2002 | 7897.0303 | 21.2451 | 21.2451 | 7540.1006 | 22.6113
146 |  | 4322.0767 | 16.858 | 13.6978 | 5902.6001 | 8178.3301 | 20.6394 | 20.6394 | 7578.7998 | 23.1896
147 |  | 4248.8999 | 16.5284 | 12.7569 | 5797.6001 | 8403.3291 | 19.2672 | 19.2672 | 7578.7998 | 23.1896
148 |  | 4686.1548 | 13.6283 | 8.4375 | 5797.6001 | 8308.8086 | 13.775 | 13.775 | 7663.5 | 20.1735
149 |  | 5098.8999 | 13.6283 | 9.3574 | 5797.6001 | 8403.3291 | 14.7317 | 14.7317 | 7164.2002 | 20.1735
150 |  | 5174.8999 | 17.1487 | 9.3574 | 5597.6001 | 8323.3291 | 14.7317 | 14.7317 | 7198.6006 | 23.8347
151 |  | 5174.8999 | 16.9651 | 12.3294 | 5797.6001 | 8516.8291 | 18.8225 | 18.8225 | 6995.8003 | 23.3454
152 |  | 5447.8999 | 17.9971 | 13.4276 | 5797.6001 | 8516.8291 | 19.9647 | 19.9647 | 6995.8003 | 24.717
153 |  | 5447.8999 | 16.5452 | 14.2865 | 6242.2002 | 8565.8291 | 21.4191 | 21.4191 | 7423.6001 | 23.207
154 |  | 4597.8999 | 21.7803 | 16.5174 | 6342.2002 | 8666.3281 | 24.2851 | 24.2851 | 7623.6001 | 28.6515
155 |  | 4597.8999 | 24.8458 | 18.5722 | 6615.2002 | 9016.1748 | 25.3151 | 25.3151 | 7504.3911 | 34.6872
156 |  | 4597.8999 | 24.5214 | 19.2139 | 6615.2002 | 9936.373 | 25.9824 | 25.9824 | 7570.0908 | 34.3149
157 |  | 4547.8999 | 25.2245 | 15.0398 | 6615.2002 | 10685.874 | 22.0907 | 22.0907 | 7511.7002 | 33.1055
158 |  | 4547.8999 | 23.5127 | 15.0398 | 6615.2002 | 10750.6582 | 22.0907 | 22.0907 | 7482.6001 | 30.4533
159 |  | 4742.1997 | 22.1744 | 23.2193 | 6615.2002 | 10593.0732 | 28.0574 | 28.0574 | 7456.2002 | 29.0613
160 |  | 4936.5 | 21.7803 | 23.9784 | 6615.2002 | 10618.0732 | 27.4704 | 27.4704 | 7801.0996 | 28.6515
161 |  | 5120.8452 | 16.3669 | 24.5193 | 6615.2002 | 10637.7783 | 28.0574 | 28.0574 | 8350.6904 | 23.526
162 |  | 5130.8999 | 36.4644 | 23.1861 | 6615.2002 | 10673.6963 | 29.1135 | 29.1135 | 9584.6445 | 45.2615
163 |  | 5130.8999 | 39.0624 | 23.9784 | 6615.2002 | 10559.5742 | 27.4704 | 27.4704 | 9495.6914 | 48.0712
164 |  | 5130.8999 | 32.7529 | 19.2946 | 6615.2002 | 10489.5713 | 26.0664 | 26.0664 | 9282.291 | 40.063
165 |  | 5130.8999 | 28.7969 | 24.5193 | 5765.2002 | 10634.5762 | 28.0574 | 28.0574 | 8805.4502 | 36.9691
166 |  | 5130.8999 | 26.1747 | 24.5193 | 5765.2002 | 10820.6826 | 30.5001 | 30.5001 | 8349.1904 | 33.2217
167 |  | 5130.8999 | 21.7803 | 19.6993 | 5765.2002 | 10127.2666 | 25.3151 | 25.3151 | 8014.4009 | 27.6515
168 |  | 5130.8999 | 20.1753 | 17.5951 | 5492.2002 | 8563.4297 | 24.2989 | 24.2989 | 7537.6006 | 24.2772
R40C3:R208C3, R40C4:R208C4, R40C5:R208C5, R40C6:R208C6, R40C7:R208C7, R40C8:R208C8, R40C9:R208C9, R40C10:R208C10, R40C11:R208C11 | 9 | R41C3:R208C3 | R41C4:R208C4 | R41C5:R208C5 | R41C6:R208C6 | R41C7:R208C7 | R41C8:R208C8 | R41C9:R208C9 | R41C10:R208C10 | R41C11:R208C11
168, 168, 168, 168, 168, 168, 168, 168, 168 |  | FALSE | FALSE | FALSE | FALSE | FALSE | FALSE | FALSE | FALSE | FALSE

## july audit report
Station | Year | Month | Season | Week | Hour | TransArea | PSMStationNum | Time_PKey | TodId | InstId | UtilId | Iter | Generation | Avail_MWh | Sta_cmtd_stat | Ini_Avg_Cost | Fuel_cost | Decremental_Cost | Unit_min_gen | Sta_min_gen | Sta_cmtd_gen | Unit_dispatch | Generation_Cost | Installed_units | Units_after_maint | Units_avail | Units_cmtd | Fuel_used | Incremental_Cost | Sys_cmtd | Ctrl_area_cmtd | Trans_area_cmtd | Ltd_egy_max | Ltd_egy_min | Ltd_egy_expec | Start_cost | Adj_Gen_Cost
Blenheim | 1999 |  |  | 29 | 62 | NYPP-West | 893 | 5062 |  | 1573 |  | 1 | 1040.1 | 1040.1 | P/S | 0 | 0 | 0 | 195 | 0 | 1040.1 | 346.7 | 0 | 3 | 3 | 3 | 3 | 104010 | 9999 | -128162.2 | -22312.8 | -11716.9 | 0 | 0 | 0 | 0 | 0
P NYPP-W POAS | 1999 |  |  | 29 | 62 | NYPP-West | 913 | 5062 |  | 1593 |  | 1 | 3200 | 3200 | HYD | 0 | 0 | 0 | 1344.6 | 0 | 3200 | 3200 | 0 | 1 | 1 | 1 | 1 | 320000 | 9999 | -124436.3 | -21272.7 | -10676.8 | 3200 | 3200 | 3200 | 0 | 0
P NYPP-W NEYE | 1999 |  |  | 29 | 62 | NYPP-West | 915 | 5062 |  | 1595 |  | 1 | 88.3 | 88.3 | HYD | 0 | 0 | 0 | 35.2 | 0 | 88.3 | 88.3 | 0 | 1 | 1 | 1 | 1 | 8830 | 9999 | -121236.3 | -18072.7 | -7476.8 | 88.3 | 88.3 | 88.3 | 0 | 0
P NYPP-W NIMP | 1999 |  |  | 29 | 62 | NYPP-West | 917 | 5062 |  | 1597 |  | 1 | 908 | 908 | HYD | 0 | 0 | 0 | 316.6 | 0 | 908 | 908 | 0 | 1 | 1 | 1 | 1 | 90800 | 9999 | -121148 | -17984.4 | -7388.5 | 908 | 908 | 908 | 0 | 0
P NYPP-W ROGE | 1999 |  |  | 29 | 62 | NYPP-West | 919 | 5062 |  | 1599 |  | 1 | 39 | 39 | HYD | 0 | 0 | 0 | 10.6 | 0 | 39 | 39 | 0 | 1 | 1 | 1 | 1 | 3900 | 9999 | -120240 | -17076.4 | -6480.5 | 39 | 39 | 39 | 0 | 0
B NYPP-W POAS | 1999 |  |  | 29 | 62 | NYPP-West | 914 | 5062 |  | 1594 |  | 1 | 17.6 | 17.6 | MRN | 0 | 0 | 0 | 17.6 | 0 | 17.6 | 17.6 | 0 | 1 | 1 | 1 | 1 | 1760 | 9999 | -90805.2 | -17037.4 | -6441.5 | 0 | 0 | 0 | 0 | 0
B NYPP-W NEYE | 1999 |  |  | 29 | 62 | NYPP-West | 916 | 5062 |  | 1596 |  | 1 | 9.3 | 9.3 | MRN | 0 | 0 | 0 | 9.3 | 0 | 9.3 | 9.3 | 0 | 1 | 1 | 1 | 1 | 930 | 9999 | -90787.6 | -17019.8 | -6423.9 | 0 | 0 | 0 | 0 | 0
B NYPP-W NIMP | 1999 |  |  | 29 | 62 | NYPP-West | 918 | 5062 |  | 1598 |  | 1 | 36 | 36 | MRN | 0 | 0 | 0 | 36 | 0 | 36 | 36 | 0 | 1 | 1 | 1 | 1 | 3600 | 9999 | -90778.3 | -17010.5 | -6414.6 | 0 | 0 | 0 | 0 | 0
B NYPP-W ROGE | 1999 |  |  | 29 | 62 | NYPP-West | 920 | 5062 |  | 1600 |  | 1 | 5.4 | 5.4 | MRN | 0 | 0 | 0 | 5.4 | 0 | 5.4 | 5.4 | 0 | 1 | 1 | 1 | 1 | 540 | 9999 | -90742.3 | -16974.5 | -6378.6 | 0 | 0 | 0 | 0 | 0
T NYPP-W NYPOOL | 1999 |  |  | 29 | 62 | NYPP-West | 953 | 5062 |  | 1633 |  | 1 | 384 | 384 | MRN | 0 | 0 | 0 | 384 | 0 | 384 | 384 | 0 | 1 | 1 | 1 | 1 | 38400 | 9999 | -88629.8 | -16930.8 | -6373.2 | 0 | 0 | 0 | 0 | 0
T NYPP-W NIMP | 1999 |  |  | 29 | 62 | NYPP-West | 954 | 5062 |  | 1634 |  | 1 | 51.84 | 51.84 | MRN | 0 | 0 | 0 | 51.84 | 0 | 51.84 | 51.8 | 0 | 1 | 1 | 1 | 1 | 5184 | 9999 | -88245.8 | -16546.8 | -5989.2 | 0 | 0 | 0 | 0 | 0
NineMile Joint 2 | 1999 |  |  | 29 | 62 | NYPP-West | 277 | 5062 |  | 956 |  | 1 | 1136.5 | 1136.5 | MRN | 6.32 | 51.5 | 6.32 | 422.5 | 0 | 1136.5 | 1136.5 | 7.178 | 1 | 1 | 1 | 1 | 11933.3 | 9999 | -86787.7 | -15824.2 | -5937.4 | 0 | 0 | 0 | 0 | 7.18
NineMile 1 | 1999 |  |  | 29 | 62 | NYPP-West | 276 | 5062 |  | 955 |  | 1 | 617.3 | 617.3 | MRN | 6.34 | 51.5 | 6.34 | 249.9 | 0 | 617.3 | 617.3 | 3.911 | 1 | 1 | 1 | 1 | 6370.5 | 9999 | -85651.2 | -14687.7 | -4800.9 | 0 | 0 | 0 | 0 | 3.91
GINNA 1 | 1999 |  |  | 29 | 62 | NYPP-West | 235 | 5062 |  | 914 |  | 1 | 485 | 485 | MRN | 7.65 | 51.5 | 7.65 | 188 | 0 | 485 | 485 | 3.708 | 1 | 1 | 1 | 1 | 5087.7 | 9999 | -73822.6 | -12159.4 | -4183.6 | 0 | 0 | 0 | 0 | 3.71
KES-CHATEAUGAY 1 | 1999 |  |  | 29 | 62 | NYPP-West | 263 | 5062 |  | 942 |  | 1 | 17.8 | 17.8 | MRN | 35.54 | 260.16 | 35.54 | 8.8 | 0 | 17.8 | 17.8 | 0.633 | 1 | 1 | 1 | 1 | 231.4 | 9999 | -57807.3 | -11674.4 | -3698.6 | 0 | 0 | 0 | 0 | 0.63
KINTIGH 1 | 1999 |  |  | 29 | 62 | NYPP-West | 264 | 5062 |  | 943 |  | 1 | 675 | 675 | ECO | 12.42 | 128.1 | 12.06 | 178.8 | 0 | 675 | 675 | 8.384 | 1 | 1 | 1 | 1 | 6201.9 | 9999 | -55454.1 | -11422.6 | -3680.8 | 0 | 0 | 0 | 0 | 8.38
MILLIKEN 2 | 1999 |  |  | 29 | 62 | NYPP-West | 271 | 5062 |  | 950 |  | 1 | 149 | 149 | ECO | 13.24 | 129.3 | 12.25 | 60.4 | 0 | 149 | 149 | 1.972 | 1 | 1 | 1 | 1 | 1410.4 | 9999 | -50932.1 | -10747.6 | -3005.8 | 0 | 0 | 0 | 0 | 1.97
MILLIKEN 1 | 1999 |  |  | 29 | 62 | NYPP-West | 270 | 5062 |  | 949 |  | 1 | 157 | 157 | ECO | 13.35 | 129.3 | 12.53 | 73 | 0 | 157 | 157 | 2.097 | 1 | 1 | 1 | 1 | 1500.3 | 9999 | -50783.1 | -10598.6 | -2856.8 | 0 | 0 | 0 | 0 | 2.1
Homer City NEY 1 | 1999 |  |  | 29 | 62 | NYPP-West | 242 | 5062 |  | 921 |  | 1 | 311 | 311 | ECO | 13.77 | 128.5 | 11.63 | 124.4 | 0 | 311 | 311 | 4.283 | 1 | 1 | 1 | 1 | 2944.9 | 9999 | -50101.7 | -10441.6 | -2699.8 | 0 | 0 | 0 | 0 | 4.28
Homer City NEY 2 | 1999 |  |  | 29 | 62 | NYPP-West | 243 | 5062 |  | 922 |  | 1 | 309 | 309 | ECO | 13.77 | 128.5 | 11.61 | 124.8 | 0 | 309 | 309 | 4.254 | 1 | 1 | 1 | 1 | 2925.2 | 9999 | -47790.7 | -10130.6 | -2388.8 | 0 | 0 | 0 | 0 | 4.25
GOUDEY 8 | 1999 |  |  | 29 | 62 | NYPP-West | 237 | 5062 |  | 916 |  | 1 | 83 | 83 | ECO | 14.34 | 139.6 | 13.51 | 43 | 0 | 83 | 83 | 1.19 | 1 | 1 | 1 | 1 | 806.4 | 9999 | -46036.7 | -9821.6 | -2079.8 | 0 | 0 | 0 | 0 | 1.19
DUNKIRK 3 | 1999 |  |  | 29 | 62 | NYPP-West | 224 | 5062 |  | 903 |  | 1 | 208 | 208 | ECO | 14.47 | 134.5 | 13.68 | 83 | 0 | 208 | 208 | 3.011 | 1 | 1 | 1 | 1 | 2049.4 | 9999 | -45953.7 | -9738.6 | -1996.8 | 0 | 0 | 0 | 0 | 3.01
DUNKIRK 4 | 1999 |  |  | 29 | 62 | NYPP-West | 225 | 5062 |  | 904 |  | 1 | 204 | 204 | ECO | 14.79 | 134.5 | 13.97 | 90 | 0 | 204 | 204 | 3.016 | 1 | 1 | 1 | 1 | 2057.1 | 9999 | -45210.5 | -9530.6 | -1788.8 | 0 | 0 | 0 | 0 | 3.02
DUNKIRK 1 | 1999 |  |  | 29 | 62 | NYPP-West | 222 | 5062 |  | 901 |  | 1 | 93 | 93 | ECO | 15.51 | 134.5 | 14.38 | 33 | 0 | 93 | 93 | 1.442 | 1 | 1 | 1 | 1 | 987.7 | 9999 | -43653.5 | -9326.6 | -1584.8 | 0 | 0 | 0 | 0 | 1.44
HUNTLEY C67 | 1999 |  |  | 29 | 62 | NYPP-West | 247 | 5062 |  | 926 |  | 1 | 387 | 387 | ECO | 15.54 | 134.5 | 14.73 | 174 | 0 | 387 | 193.5 | 6.015 | 2 | 2 | 2 | 2 | 3830.4 | 9999 | -43560.5 | -9233.6 | -1491.8 | 0 | 0 | 0 | 0 | 6.01
DUNKIRK 2 | 1999 |  |  | 29 | 62 | NYPP-West | 223 | 5062 |  | 902 |  | 1 | 92 | 92 | ECO | 15.66 | 134.5 | 14.46 | 32 | 0 | 92 | 92 | 1.44 | 1 | 1 | 1 | 1 | 987.3 | 9999 | -43173.5 | -8846.6 | -1104.8 | 0 | 0 | 0 | 0 | 1.44
S A Carlson 5 | 1999 |  |  | 29 | 62 | NYPP-West | 292 | 5062 |  | 971 |  | 1 | 30 | 30 | ECO | 15.84 | 134.5 | 14.76 | 12 | 0 | 30 | 30 | 0.475 | 1 | 1 | 1 | 1 | 315 | 9999 | -43081.5 | -8754.6 | -1012.8 | 0 | 0 | 0 | 0 | 0.48
Salt City Ener 1 | 1999 |  |  | 29 | 62 | NYPP-West | 294 | 5062 |  | 973 |  | 1 | 79.9 | 79.9 | ECO | 16.09 | 143.7 | 13.28 | 31.9 | 0 | 79.9 | 79.9 | 1.285 | 1 | 1 | 1 | 1 | 799 | 9999 | -42640.2 | -8593.3 | -982.8 | 0 | 0 | 0 | 0 | 1.29
RUSSELL 4 | 1999 |  |  | 29 | 62 | NYPP-West | 291 | 5062 |  | 970 |  | 1 | 80 | 80 | ECO | 16.59 | 134.5 | 15.24 | 20.5 | 0 | 80 | 80 | 1.327 | 1 | 1 | 1 | 1 | 876.6 | 9999 | -40300.5 | -8336.6 | -902.9 | 0 | 0 | 0 | 0 | 1.33
RUSSELL 2 | 1999 |  |  | 29 | 62 | NYPP-West | 289 | 5062 |  | 968 |  | 1 | 68 | 68 | ECO | 16.69 | 134.5 | 15.39 | 17 | 0 | 68 | 68 | 1.135 | 1 | 1 | 1 | 1 | 757.3 | 9999 | -39088.5 | -8256.6 | -822.9 | 0 | 0 | 0 | 0 | 1.14
FORT DRUM 1 | 1999 |  |  | 29 | 62 | NYPP-West | 231 | 5062 |  | 910 |  | 1 | 52.8 | 52.8 | ECO | 16.6 | 143.7 | 13.22 | 19.9 | 0 | 52.8 | 52.8 | 0.876 | 1 | 1 | 1 | 1 | 528.2 | 9999 | -37541.5 | -8188.6 | -754.9 | 0 | 0 | 0 | 0 | 0.88
RUSSELL 3 | 1999 |  |  | 29 | 62 | NYPP-West | 290 | 5062 |  | 969 |  | 1 | 65 | 65 | ECO | 16.8 | 134.5 | 15.42 | 16.5 | 0 | 65 | 65 | 1.092 | 1 | 1 | 1 | 1 | 728.8 | 9999 | -37488.7 | -8135.8 | -702.1 | 0 | 0 | 0 | 0 | 1.09
HUNTLEY C64 | 1999 |  |  | 29 | 62 | NYPP-West | 246 | 5062 |  | 925 |  | 1 | 184.6 | 184.6 | ECO | 17.24 | 134.5 | 15.91 | 47.4 | 0 | 184.6 | 92.3 | 3.182 | 3 | 3 | 2 | 2 | 2059.5 | 9999 | -35354.5 | -8070.8 | -637.1 | 0 | 0 | 0 | 0 | 3.18
RUSSELL 1 | 1999 |  |  | 29 | 62 | NYPP-West | 288 | 5062 |  | 967 |  | 1 | 47 | 47 | ECO | 17.33 | 134.5 | 15.91 | 12 | 0 | 47 | 47 | 0.815 | 1 | 1 | 1 | 1 | 545.6 | 9999 | -35169.9 | -7886.2 | -452.5 | 0 | 0 | 0 | 0 | 0.81
BEEBEE 12 | 1999 |  |  | 29 | 62 | NYPP-West | 215 | 5062 |  | 894 |  | 1 | 80 | 80 | ECO | 17.46 | 143.7 | 16.03 | 21 | 0 | 80 | 80 | 1.397 | 1 | 1 | 1 | 1 | 876.6 | 9999 | -34917.9 | -7839.2 | -405.5 | 0 | 0 | 0 | 0 | 1.4
Homer City NEY 3 | 1999 |  |  | 29 | 62 | NYPP-West | 244 | 5062 |  | 923 |  | 1 | 325 | 325 | ECO | 17.6 | 163.5 | 15.33 | 130 | 0 | 325 | 325 | 5.72 | 1 | 1 | 1 | 1 | 3179.5 | 9999 | -34837.9 | -7759.2 | -325.5 | 0 | 0 | 0 | 0 | 5.72
GOUDEY 7 | 1999 |  |  | 29 | 62 | NYPP-West | 236 | 5062 |  | 915 |  | 1 | 43 | 43 | ECO | 17.81 | 139.6 | 16.43 | 18 | 0 | 43 | 43 | 0.766 | 1 | 1 | 1 | 1 | 524.7 | 9999 | -33642.9 | -7434.2 | -0.5 | 0 | 0 | 0 | 0 | 0.77
HUNTLEY 63 | 1999 |  |  | 29 | 62 | NYPP-West | 245 | 5062 |  | 924 |  | 1 | 85 | 85 | ECO | 18.33 | 134.5 | 16.77 | 24.3 | 0 | 85 | 85 | 1.558 | 1 | 1 | 1 | 1 | 1016.5 | 9999 | -32168.9 | -7194.2 | 42.5 | 0 | 0 | 0 | 0 | 1.56
HICKLING 2 | 1999 |  |  | 29 | 62 | NYPP-West | 240 | 5062 |  | 919 |  | 1 | 47 | 47 | ECO | 18.97 | 124.4 | 17.62 | 18.4 | 0 | 47 | 47 | 0.892 | 1 | 1 | 1 | 1 | 658.8 | 9999 | -27693.8 | -7109.2 | 127.5 | 0 | 0 | 0 | 0 | 0.89
BETHLEHEM STEE 1 | 1999 |  |  | 29 | 62 | NYPP-West | 217 | 5062 |  | 896 |  | 1 | 23.5 | 23.5 | ECO | 23.32 | 267.65 | 23.32 | 12.5 | 0 | 23.5 | 23.5 | 0.548 | 1 | 1 | 1 | 1 | 165.2 | 9999 | -24530.2 | -7041.2 | 174.5 | 0 | 0 | 0 | 0 | 0.55
Indeck-Silver 1 | 1999 |  |  | 29 | 62 | NYPP-West | 252 | 5062 |  | 931 |  | 1 | 39 | 39 | ECO | 24.94 | 292.3 | 21.63 | 9.7 | 0 | 39 | 39 | 0.972 | 1 | 1 | 1 | 1 | 303.1 | 9999 | -22912.8 | -6905.5 | 174.5 | 0 | 0 | 0 | 0 | 0.97
Allegany Cogen 1 | 1999 |  |  | 29 | 62 | NYPP-West | 212 | 5062 |  | 891 |  | 1 | 55 | 55 | ECO | 24.94 | 292.3 | 21.75 | 17.2 | 0 | 55 | 55 | 1.371 | 1 | 1 | 1 | 1 | 427.4 | 9999 | -22873.8 | -6866.5 | 213.5 | 0 | 0 | 0 | 0 | 1.37
Indeck-Silver 2 | 1999 |  |  | 29 | 62 | NYPP-West | 253 | 5062 |  | 932 |  | 1 | 16 | 16 | ECO | 24.94 | 292.3 | 21.61 | 4 | 0 | 16 | 16 | 0.399 | 1 | 1 | 1 | 1 | 124.3 | 9999 | -22818.8 | -6811.5 | 268.5 | 0 | 0 | 0 | 0 | 0.4
INDECK-OLEAN 1 | 1999 |  |  | 29 | 62 | NYPP-West | 250 | 5062 |  | 929 |  | 1 | 80 | 80 | ECO | 24.94 | 292.3 | 21.67 | 19.7 | 0 | 80 | 80 | 1.995 | 1 | 1 | 1 | 1 | 621.7 | 9999 | -22802.8 | -6795.5 | 284.5 | 0 | 0 | 0 | 0 | 1.99
Saranac Ener C1 | 1999 |  |  | 29 | 62 | NYPP-West | 295 | 5062 |  | 974 |  | 1 | 240 | 240 | ECO | 25 | 292.3 | 21.66 | 60 | 0 | 240 | 80 | 6 | 3 | 3 | 3 | 3 | 1872 | 9999 | -22527.8 | -6715.5 | 364.5 | 0 | 0 | 0 | 0 | 6
Sithe CC C1 | 1999 |  |  | 29 | 62 | NYPP-West | 296 | 5062 |  | 975 |  | 1 | 740 | 740 | ECO | 25 | 292.3 | 22.89 | 185 | 0 | 740 | 370 | 18.5 | 2 | 2 | 2 | 2 | 5772 | 9999 | -22287.8 | -6475.5 | 604.5 | 0 | 0 | 0 | 0 | 18.5
Kamine-Gouvern 2 | 1999 |  |  | 29 | 62 | NYPP-West | 260 | 5062 |  | 939 |  | 1 | 13 | 13 | ECO | 24.3 | 292.3 | 21.19 | 7.7 | 0 | 13 | 13 | 0.316 | 1 | 1 | 1 | 1 | 88 | 9999 | -21392.8 | -5580.5 | 1344.5 | 0 | 0 | 0 | 0 | 0.32
Encogen 4 prtn 1 | 1999 |  |  | 29 | 62 | NYPP-West | 228 | 5062 |  | 907 |  | 1 | 63.5 | 63.5 | ECO | 24.7 | 292.3 | -0.36 | 44 | 0 | 63.5 | 63.5 | 1.569 | 1 | 1 | 1 | 1 | 438.7 | 9999 | -21379.8 | -5580.5 | 1344.5 | 0 | 0 | 0 | 0 | 1.57
JENNISON 1 | 1999 |  |  | 29 | 62 | NYPP-West | 256 | 5062 |  | 935 |  | 1 | 35 | 35 | ECO | 25.08 | 162.9 | 23.35 | 14 | 0 | 35 | 35 | 0.878 | 1 | 1 | 1 | 1 | 490.7 | 9999 | -21236.3 | -5580.5 | 1344.5 | 0 | 0 | 0 | 0 | 0.88
Lockport Cogen 1 | 1999 |  |  | 29 | 62 | NYPP-West | 268 | 5062 |  | 947 |  | 1 | 167.1 | 167.1 | ECO | 24.79 | 292.3 | 22.15 | 44.1 | 0 | 167.1 | 167.1 | 4.143 | 1 | 1 | 1 | 1 | 1290.5 | 9999 | -19813.3 | -5545.5 | 1379.5 | 0 | 0 | 0 | 0 | 4.14
STERLING POWR 1 | 1999 |  |  | 29 | 62 | NYPP-West | 303 | 5062 |  | 982 |  | 1 | 41.2 | 41.2 | ECO | 25.43 | 292.3 | 21.17 | 13.5 | 0 | 41.2 | 41.2 | 1.048 | 1 | 1 | 1 | 1 | 327.1 | 9999 | -18953.4 | -5378.4 | 1546.6 | 0 | 0 | 0 | 0 | 1.05
Anitec 1 | 1999 |  |  | 29 | 62 | NYPP-West | 214 | 5062 |  | 893 |  | 1 | 44 | 44 | ECO | 25.77 | 292.3 | 22.35 | 11 | 0 | 44 | 44 | 1.134 | 1 | 1 | 1 | 1 | 354.5 | 9999 | -16003.8 | -4630.2 | 1587.8 | 0 | 0 | 0 | 0 | 1.13
US GEN (OLD RI 1 | 1999 |  |  | 29 | 62 | NYPP-West | 306 | 5062 |  | 985 |  | 1 | 149.4 | 149.4 | ECO | 26.49 | 292.3 | 22.99 | 21.2 | 0 | 149.4 | 149.4 | 3.958 | 1 | 1 | 1 | 1 | 1240.5 | 9999 | -14045.3 | -4395.2 | 1631.8 | 0 | 0 | 0 | 0 | 3.96
GAS ALTERNATIV 1 | 1999 |  |  | 29 | 62 | NYPP-West | 233 | 5062 |  | 912 |  | 1 | 0 | 79.3 | ECO | 27.22 | 292.3 | 23.56 | 55.9 | 0 | 0 | 0 | 0 | 1 | 1 | 1 | 0 | 0 | 9999 | -13895.9 | -4245.8 | 1781.2 | 0 | 0 | 0 | 0 | 0
ENRGY INIT-OND 1 | 1999 |  |  | 29 | 62 | NYPP-West | 230 | 5062 |  | 909 |  | 1 | 0 | 79.5 | ECO | 27.22 | 292.3 | 23.49 | 55.3 | 0 | 0 | 0 | 0 | 1 | 1 | 1 | 0 | 0 | 9999 | -13616.2 | -4245.8 | 1781.2 | 0 | 0 | 0 | 0 | 0
Kamine-Boise 1 | 1999 |  |  | 29 | 62 | NYPP-West | 258 | 5062 |  | 937 |  | 1 | 0 | 79.6 | ECO | 27.22 | 292.3 | 21.25 | 55.3 | 0 | 0 | 0 | 0 | 1 | 1 | 1 | 0 | 0 | 9999 | -13816.6 | -4245.8 | 1781.2 | 0 | 0 | 0 | 0 | 0
L C P CHEMICA 1 | 1999 |  |  | 29 | 62 | NYPP-West | 265 | 5062 |  | 944 |  | 1 | 0 | 79.3 | ECO | 27.22 | 292.3 | 23.52 | 55.3 | 0 | 0 | 0 | 0 | 1 | 1 | 1 | 0 | 0 | 9999 | -13695.5 | -4245.8 | 1781.2 | 0 | 0 | 0 | 0 | 0
KAMINE-GOUVNR 1 | 1999 |  |  | 29 | 62 | NYPP-West | 261 | 5062 |  | 940 |  | 1 | 0 | 41.5 | ECO | 27.22 | 292.3 | 23.82 | 34.3 | 0 | 0 | 0 | 0 | 1 | 1 | 1 | 0 | 0 | 9999 | -13737 | -4245.8 | 1781.2 | 0 | 0 | 0 | 0 | 0
ALBANY COGN AS 1 | 1999 |  |  | 29 | 62 | NYPP-West | 211 | 5062 |  | 890 |  | 1 | 0 | 26.5 | ECO | 27.48 | 292.3 | 23.56 | 17.5 | 0 | 0 | 0 | 0 | 1 | 1 | 1 | 0 | 0 | 9999 | -13045.7 | -3754.8 | 1781.2 | 0 | 0 | 0 | 0 | 0
COWEE 1 | 1999 |  |  | 29 | 62 | NYPP-West | 221 | 5062 |  | 900 |  | 1 | 0 | 0.5 | ECO | 27.73 | 260.16 | 27.73 | 0.2 | 0 | 0 | 0 | 0 | 1 | 1 | 1 | 0 | 0 | 9999 | -12877.8 | -3679.8 | 1781.2 | 0 | 0 | 0 | 0 | 0
HARDEN FURNITU 1 | 1999 |  |  | 29 | 62 | NYPP-West | 239 | 5062 |  | 918 |  | 1 | 0 | 1.5 | ECO | 28.24 | 260.16 | 28.24 | 0.3 | 0 | 0 | 0 | 0 | 1 | 1 | 1 | 0 | 0 | 9999 | -10648.7 | -3300.3 | 1781.7 | 0 | 0 | 0 | 0 | 0
INDECK-ILION 1 | 1999 |  |  | 29 | 62 | NYPP-West | 249 | 5062 |  | 928 |  | 1 | 0 | 56.3 | ECO | 27.25 | 292.3 | 23.41 | 38.2 | 0 | 0 | 0 | 0 | 1 | 1 | 1 | 0 | 0 | 9999 | -10202.2 | -3298.8 | 1783.2 | 0 | 0 | 0 | 0 | 0
KAMINE-S GLENS 1 | 1999 |  |  | 29 | 62 | NYPP-West | 262 | 5062 |  | 941 |  | 1 | 0 | 59.9 | ECO | 27.51 | 292.3 | 23.09 | 41.3 | 0 | 0 | 0 | 0 | 1 | 1 | 1 | 0 | 0 | 9999 | -9978.3 | -3298.8 | 1783.2 | 0 | 0 | 0 | 0 | 0
KAMINE-CARTHAG 1 | 1999 |  |  | 29 | 62 | NYPP-West | 259 | 5062 |  | 938 |  | 1 | 0 | 62.4 | ECO | 27.54 | 292.3 | 22.95 | 41.3 | 0 | 0 | 0 | 0 | 1 | 1 | 1 | 0 | 0 | 9999 | -10040.7 | -3298.8 | 1783.2 | 0 | 0 | 0 | 0 | 0
OXBOW/OCCIDENT 1 | 1999 |  |  | 29 | 62 | NYPP-West | 286 | 5062 |  | 965 |  | 1 | 0 | 55.5 | ECO | 27.61 | 292.3 | 23.02 | 39.2 | 0 | 0 | 0 | 0 | 1 | 1 | 1 | 0 | 0 | 9999 | -9918.4 | -3298.8 | 1783.2 | 0 | 0 | 0 | 0 | 0
INDECK-YERKES 1 | 1999 |  |  | 29 | 62 | NYPP-West | 254 | 5062 |  | 933 |  | 1 | 0 | 51.1 | ECO | 27.65 | 292.3 | 23.22 | 39.2 | 0 | 0 | 0 | 0 | 1 | 1 | 1 | 0 | 0 | 9999 | -10091.8 | -3298.8 | 1783.2 | 0 | 0 | 0 | 0 | 0
INDECK-OSWEGO 1 | 1999 |  |  | 29 | 62 | NYPP-West | 251 | 5062 |  | 930 |  | 1 | 0 | 54.1 | ECO | 27.79 | 292.3 | 23.22 | 44 | 0 | 0 | 0 | 0 | 1 | 1 | 1 | 0 | 0 | 9999 | -10145.9 | -3298.8 | 1783.2 | 0 | 0 | 0 | 0 | 0
OSWEGO Joint 6 | 1999 |  |  | 29 | 62 | NYPP-West | 285 | 5062 |  | 964 |  | 1 | 760.78 | 819.5 | ECO | 28.17 | 234 | 27.36 | 209.2 | 0 | 819.5 | 760.8 | 21.475 | 1 | 1 | 1 | 1 | 8448.2 | 27.36 | -9443 | -2963.8 | 1783.2 | 0 | 0 | 0 | 0 | 21.48
Onondaga Count 1 | 1999 |  |  | 29 | 62 | NYPP-West | 282 | 5062 |  | 961 |  | 1 | 0 | 25 | ECO | 28.48 | 267.65 | 28.48 | 12.5 | 0 | 0 | 0 | 0 | 1 | 1 | 1 | 0 | 0 | 9999 | -8574.4 | -2144.3 | 2602.7 | 0 | 0 | 0 | 0 | 0
OSWEGO COUNTY 1 | 1999 |  |  | 29 | 62 | NYPP-West | 284 | 5062 |  | 963 |  | 1 | 0 | 3.6 | ECO | 28.48 | 267.65 | 28.48 | 0.2 | 0 | 0 | 0 | 0 | 1 | 1 | 1 | 0 | 0 | 9999 | -8549.4 | -2119.3 | 2627.7 | 0 | 0 | 0 | 0 | 0
MRA CANTON 1 | 1999 |  |  | 29 | 62 | NYPP-West | 275 | 5062 |  | 954 |  | 1 | 49 | 49 | ECO | 20.55 | 292.3 | 20.55 | 0 | 0 | 49 | 49 | 1.007 | 1 | 1 | 1 | 1 | 269 | 9999 | -5204.8 | -769.8 | 2631.3 | 0 | 0 | 0 | 0 | 1.01
NORCON (FALC S 1 | 1999 |  |  | 29 | 62 | NYPP-West | 278 | 5062 |  | 957 |  | 1 | 0 | 32.6 | ECO | 29.42 | 292.3 | 25.33 | 22.8 | 0 | 0 | 0 | 0 | 1 | 1 | 1 | 0 | 0 | 9999 | -6377.9 | -769.8 | 2631.3 | 0 | 0 | 0 | 0 | 0
Fulton Cogen A 1 | 1999 |  |  | 29 | 62 | NYPP-West | 232 | 5062 |  | 911 |  | 1 | 0 | 46 | ECO | 29.8 | 292.3 | 25.47 | 33.7 | 0 | 0 | 0 | 0 | 1 | 1 | 1 | 0 | 0 | 9999 | 908.6 | 3620.2 | 2631.3 | 0 | 0 | 0 | 0 | 0
HIGH ACRES 1 | 1999 |  |  | 29 | 62 | NYPP-West | 241 | 5062 |  | 920 |  | 1 | 0 | 2.4 | ECO | 31.3 | 267.65 | 31.3 | 0.8 | 0 | 0 | 0 | 0 | 1 | 1 | 1 | 0 | 0 | 9999 | 1889.6 | 4031.2 | 2631.3 | 0 | 0 | 0 | 0 | 0
MONROE-LIVINGS 1 | 1999 |  |  | 29 | 62 | NYPP-West | 274 | 5062 |  | 953 |  | 1 | 0 | 6 | ECO | 31.3 | 267.65 | 31.3 | 1.6 | 0 | 0 | 0 | 0 | 1 | 1 | 1 | 0 | 0 | 9999 | 1897.7 | 4031.2 | 2631.3 | 0 | 0 | 0 | 0 | 0
WASTE MANAGEME 1 | 1999 |  |  | 29 | 62 | NYPP-West | 307 | 5062 |  | 986 |  | 1 | 0 | 1.6 | ECO | 31.3 | 267.65 | 31.3 | 0.8 | 0 | 0 | 0 | 0 | 1 | 1 | 1 | 0 | 0 | 9999 | 1903.7 | 4031.2 | 2631.3 | 0 | 0 | 0 | 0 | 0
LANCASTER LF P 1 | 1999 |  |  | 29 | 62 | NYPP-West | 266 | 5062 |  | 945 |  | 1 | 0 | 2.7 | ECO | 31.3 | 267.65 | 31.3 | 1.3 | 0 | 0 | 0 | 0 | 1 | 1 | 1 | 0 | 0 | 9999 | 1892 | 4031.2 | 2631.3 | 0 | 0 | 0 | 0 | 0
ENERGY TACTICS 1 | 1999 |  |  | 29 | 62 | NYPP-West | 229 | 5062 |  | 908 |  | 1 | 0 | 0.9 | ECO | 31.3 | 267.65 | 31.3 | 0.5 | 0 | 0 | 0 | 0 | 1 | 1 | 1 | 0 | 0 | 9999 | 1888.7 | 4031.2 | 2631.3 | 0 | 0 | 0 | 0 | 0
LANCASTER LF P 2 | 1999 |  |  | 29 | 62 | NYPP-West | 267 | 5062 |  | 946 |  | 1 | 0 | 3 | ECO | 31.3 | 267.65 | 31.3 | 1.5 | 0 | 0 | 0 | 0 | 1 | 1 | 1 | 0 | 0 | 9999 | 1894.7 | 4031.2 | 2631.3 | 0 | 0 | 0 | 0 | 0
Sithe-Ogdensbr 1 | 1999 |  |  | 29 | 62 | NYPP-West | 297 | 5062 |  | 976 |  | 1 | 0 | 40.4 | ECO | 31.82 | 292.3 | 28.99 | 10.1 | 0 | 0 | 0 | 0 | 1 | 1 | 1 | 0 | 0 | 9999 | 4312.4 | 4777.2 | 2631.3 | 0 | 0 | 0 | 0 | 0
ELLICOTVILLE E 1 | 1999 |  |  | 29 | 62 | NYPP-West | 227 | 5062 |  | 906 |  | 1 | 0 | 4.2 | ECO | 36.07 | 292.3 | 28.66 | 0.9 | 0 | 0 | 0 | 0 | 1 | 1 | 1 | 0 | 0 | 9999 | 5772.8 | 5212.6 | 2671.7 | 0 | 0 | 0 | 0 | 0
Sithe-Senecapw 2 | 1999 |  |  | 29 | 62 | NYPP-West | 300 | 5062 |  | 979 |  | 1 | 0 | 58.7 | ECO | 29.63 | 292.3 | 28.72 | 4.4 | 0 | 0 | 0 | 0 | 1 | 1 | 1 | 0 | 0 | 9999 | 5792 | 5231.8 | 2675.9 | 0 | 0 | 0 | 0 | 0
Sithe-Ogdensbr 3 | 1999 |  |  | 29 | 62 | NYPP-West | 299 | 5062 |  | 978 |  | 1 | 0 | 19 | ECO | 32.42 | 292.3 | 29.56 | 4.8 | 0 | 0 | 0 | 0 | 1 | 1 | 1 | 0 | 0 | 9999 | 6108.3 | 5548.1 | 2734.6 | 0 | 0 | 0 | 0 | 0
Sithe-Sterling 2 | 1999 |  |  | 29 | 62 | NYPP-West | 301 | 5062 |  | 980 |  | 1 | 0 | 15.8 | ECO | 32.65 | 292.3 | 28.95 | 4.9 | 0 | 0 | 0 | 0 | 1 | 1 | 1 | 0 | 0 | 9999 | 6127.3 | 5567.1 | 2753.6 | 0 | 0 | 0 | 0 | 0
GENERAL MILLS 1 | 1999 |  |  | 29 | 62 | NYPP-West | 234 | 5062 |  | 913 |  | 1 | 0 | 4 | ECO | 32.9 | 292.3 | 28.53 | 2.4 | 0 | 0 | 0 | 0 | 1 | 1 | 1 | 0 | 0 | 9999 | 7216.5 | 5829.3 | 2769.4 | 0 | 0 | 0 | 0 | 0
BURRWS-LITTLE 1 | 1999 |  |  | 29 | 62 | NYPP-West | 219 | 5062 |  | 898 |  | 1 | 0 | 4.1 | ECO | 33.74 | 292.3 | 33.74 | 3 | 0 | 0 | 0 | 0 | 1 | 1 | 1 | 0 | 0 | 9999 | 7220.5 | 5829.3 | 2769.4 | 0 | 0 | 0 | 0 | 0
P&N ENERGY SYS 1 | 1999 |  |  | 29 | 62 | NYPP-West | 287 | 5062 |  | 966 |  | 1 | 0 | 10 | ECO | 33.74 | 292.3 | 28.97 | 7 | 0 | 0 | 0 | 0 | 1 | 1 | 1 | 0 | 0 | 9999 | 7224.6 | 5829.3 | 2769.4 | 0 | 0 | 0 | 0 | 0
HYDROCARBON-AL 1 | 1999 |  |  | 29 | 62 | NYPP-West | 248 | 5062 |  | 927 |  | 1 | 0 | 2 | ECO | 33.76 | 292.3 | 33.76 | 1 | 0 | 0 | 0 | 0 | 1 | 1 | 1 | 0 | 0 | 9999 | 7234.6 | 5829.3 | 2769.4 | 0 | 0 | 0 | 0 | 0
SYRACUSE POWER 1 | 1999 |  |  | 29 | 62 | NYPP-West | 304 | 5062 |  | 983 |  | 1 | 0 | 5 | ECO | 34.85 | 292.3 | 27.71 | 3.5 | 0 | 0 | 0 | 0 | 1 | 1 | 1 | 0 | 0 | 9999 | 9344.4 | 6020.3 | 2769.4 | 0 | 0 | 0 | 0 | 0
BURROWS -LYONS 1 | 1999 |  |  | 29 | 62 | NYPP-West | 218 | 5062 |  | 897 |  | 1 | 0 | 20 | ECO | 35.54 | 260.16 | 35.54 | 9.5 | 0 | 0 | 0 | 0 | 1 | 1 | 1 | 0 | 0 | 9999 | 9723.3 | 6183.4 | 2769.4 | 0 | 0 | 0 | 0 | 0
ADIRON RES RE 1 | 1999 |  |  | 29 | 62 | NYPP-West | 210 | 5062 |  | 889 |  | 1 | 0 | 12.5 | ECO | 36.51 | 267.65 | 36.51 | 5.5 | 0 | 0 | 0 | 0 | 1 | 1 | 1 | 0 | 0 | 9999 | 10000 | 6605.4 | 2789.4 | 0 | 0 | 0 | 0 | 0
AMER REF-FUEL 1 | 1999 |  |  | 29 | 62 | NYPP-West | 213 | 5062 |  | 892 |  | 1 | 0 | 37.8 | ECO | 36.51 | 267.65 | 36.51 | 21.2 | 0 | 0 | 0 | 0 | 1 | 1 | 1 | 0 | 0 | 9999 | 10000 | 6617.9 | 2801.9 | 0 | 0 | 0 | 0 | 0
Cal Ban Power 1 | 1999 |  |  | 29 | 62 | NYPP-West | 220 | 5062 |  | 899 |  | 1 | 0 | 0.2 | ECO | 36.68 | 292.3 | 36.68 | 0 | 0 | 0 | 0 | 0 | 1 | 1 | 1 | 0 | 0 | 9999 | 10000 | 6744.5 | 2839.7 | 0 | 0 | 0 | 0 | 0
Northern Cons 3 | 1999 |  |  | 29 | 62 | NYPP-West | 280 | 5062 |  | 959 |  | 1 | 0 | 14.1 | ECO | 36.7 | 292.3 | 31.46 | 9.9 | 0 | 0 | 0 | 0 | 1 | 1 | 1 | 0 | 0 | 9999 | 10000 | 6853.5 | 2839.7 | 0 | 0 | 0 | 0 | 0
Northern Cons 2 | 1999 |  |  | 29 | 62 | NYPP-West | 279 | 5062 |  | 958 |  | 1 | 0 | 32.4 | ECO | 36.74 | 292.3 | 31.38 | 23 | 0 | 0 | 0 | 0 | 1 | 1 | 1 | 0 | 0 | 9999 | 10000 | 6853.5 | 2839.7 | 0 | 0 | 0 | 0 | 0
Sithe-Ogdensbr 2 | 1999 |  |  | 29 | 62 | NYPP-West | 298 | 5062 |  | 977 |  | 1 | 0 | 8.2 | ECO | 40.88 | 292.3 | 40.88 | 8.2 | 0 | 0 | 0 | 0 | 1 | 1 | 1 | 0 | 0 | 9999 | 10000 | 6868.6 | 2839.7 | 0 | 0 | 0 | 0 | 0
STATION 9 | 1999 |  |  | 29 | 62 | NYPP-West | 302 | 5062 |  | 981 |  | 1 | 0 | 15 |  | 49.52 | 292.3 | 40.34 | 12.6 | 0 | 0 | 0 | 0 | 1 | 1 | 1 | 0 | 0 | 9999 | 10000 | 7034.8 | 2847.9 | 0 | 0 | 0 | 0 | 0
BEEBEE GT 1 | 1999 |  |  | 29 | 62 | NYPP-West | 216 | 5062 |  | 895 |  | 1 | 0 | 14 |  | 50.76 | 386 | 38.74 | 12.6 | 0 | 0 | 0 | 0 | 1 | 1 | 1 | 0 | 0 | 9999 | 10000 | 7034.8 | 2847.9 | 0 | 0 | 0 | 0 | 0
MISC DIESEL 1 | 1999 |  |  | 29 | 62 | NYPP-West | 273 | 5062 |  | 952 |  | 1 | 0 | 7 | ECO | 46.79 | 386 | 46.79 | 5.1 | 0 | 0 | 0 | 0 | 1 | 1 | 1 | 0 | 0 | 9999 | 10000 | 6876.8 | 2847.9 | 0 | 0 | 0 | 0 | 0
Misc-IC NIMP 1 | 1999 |  |  | 29 | 62 | NYPP-West | 272 | 5062 |  | 951 |  | 1 | 0 | 4.2 | ECO | 46.79 | 386 | 46.79 | 2.3 | 0 | 0 | 0 | 0 | 1 | 1 | 1 | 0 | 0 | 9999 | 10000 | 6876.8 | 2847.9 | 0 | 0 | 0 | 0 | 0

## jan audit report
Station | Year | Month | Season | Week | Hour | TransArea | PSMStationNum | Time_PKey | TodId | InstId | UtilId | Iter | Generation | Avail_MWh | Sta_cmtd_stat | Ini_Avg_Cost | Fuel_cost | Decremental_Cost | Unit_min_gen | Sta_min_gen | Sta_cmtd_gen | Unit_dispatch | Generation_Cost | Installed_units | Units_after_maint | Units_avail | Units_cmtd | Fuel_used | Incremental_Cost | Sys_cmtd | Ctrl_area_cmtd | Trans_area_cmtd | Ltd_egy_max | Ltd_egy_min | Ltd_egy_expec | Start_cost | Adj_Gen_Cost
Blenheim | 1999 |  |  | 3 | 62 | NYPP-West | 893 | 5062 |  | 1573 |  | 1 | 0 | 1040.1 | P/S | 0 | 0 | 0 | 195 | 0 | 0 | 0 | 0 | 3 | 3 | 3 | 0 | 0 | 9999 | -125140.5 | -18302.5 | -11047.2 | 0 | 0 | 0 | 0 | 0
P NYPP-W POAS | 1999 |  |  | 3 | 62 | NYPP-West | 913 | 5062 |  | 1593 |  | 1 | 2510.01 | 3200 | HYD | 0 | 0 | 0 | 1197 | 0 | 3200 | 2510 | 0 | 1 | 1 | 1 | 1 | 251000.8 | 9999 | -124681.9 | -17262.4 | -10007 | 2510.01 | 2510.01 | 2510.01 | 0 | 0
P NYPP-W NEYE | 1999 |  |  | 3 | 62 | NYPP-West | 915 | 5062 |  | 1595 |  | 1 | 90.4 | 90.4 | HYD | 0 | 0 | 0 | 31.3 | 0 | 90.4 | 90.4 | 0 | 1 | 1 | 1 | 1 | 9040 | 9999 | -122171.9 | -14062.4 | -6807 | 90.4 | 90.4 | 90.4 | 0 | 0
P NYPP-W NIMP | 1999 |  |  | 3 | 62 | NYPP-West | 917 | 5062 |  | 1597 |  | 1 | 628.59 | 910 | HYD | 0 | 0 | 0 | 282.4 | 0 | 910 | 628.6 | 0 | 1 | 1 | 1 | 1 | 62859.2 | 9999 | -122081.5 | -13972 | -6716.6 | 628.59 | 628.59 | 628.59 | 0 | 0
P NYPP-W ROGE | 1999 |  |  | 3 | 62 | NYPP-West | 919 | 5062 |  | 1599 |  | 1 | 9.4 | 43 | HYD | 0 | 0 | 0 | 9.4 | 0 | 43 | 9.4 | 0 | 1 | 1 | 1 | 1 | 940 | 9999 | -121452.9 | -13062 | -5806.6 | 9.4 | 9.4 | 9.4 | 0 | 0
B NYPP-W POAS | 1999 |  |  | 3 | 62 | NYPP-West | 914 | 5062 |  | 1594 |  | 1 | 15.7 | 15.7 | MRN | 0 | 0 | 0 | 15.7 | 0 | 15.7 | 15.7 | 0 | 1 | 1 | 1 | 1 | 1570 | 9999 | -88789.3 | -13019 | -5763.6 | 0 | 0 | 0 | 0 | 0
B NYPP-W NEYE | 1999 |  |  | 3 | 62 | NYPP-West | 916 | 5062 |  | 1596 |  | 1 | 8.2 | 8.2 | MRN | 0 | 0 | 0 | 8.2 | 0 | 8.2 | 8.2 | 0 | 1 | 1 | 1 | 1 | 820 | 9999 | -88773.6 | -13003.3 | -5747.9 | 0 | 0 | 0 | 0 | 0
B NYPP-W NIMP | 1999 |  |  | 3 | 62 | NYPP-West | 918 | 5062 |  | 1598 |  | 1 | 32 | 32 | MRN | 0 | 0 | 0 | 32 | 0 | 32 | 32 | 0 | 1 | 1 | 1 | 1 | 3200 | 9999 | -88765.4 | -12995.1 | -5739.7 | 0 | 0 | 0 | 0 | 0
B NYPP-W ROGE | 1999 |  |  | 3 | 62 | NYPP-West | 920 | 5062 |  | 1600 |  | 1 | 4.8 | 4.8 | MRN | 0 | 0 | 0 | 4.8 | 0 | 4.8 | 4.8 | 0 | 1 | 1 | 1 | 1 | 480 | 9999 | -88733.4 | -12963.1 | -5707.7 | 0 | 0 | 0 | 0 | 0
T NYPP-W NIMP | 1999 |  |  | 3 | 62 | NYPP-West | 954 | 5062 |  | 1634 |  | 1 | 51.84 | 51.84 | MRN | 0 | 0 | 0 | 51.84 | 0 | 51.84 | 51.8 | 0 | 1 | 1 | 1 | 1 | 5184 | 9999 | -87578.9 | -12924.1 | -5702.9 | 0 | 0 | 0 | 0 | 0
NineMile Joint 2 | 1999 |  |  | 3 | 62 | NYPP-West | 277 | 5062 |  | 956 |  | 1 | 1146.8 | 1146.8 | MRN | 6.32 | 51.5 | 6.32 | 422.5 | 0 | 1146.8 | 1146.8 | 7.243 | 1 | 1 | 1 | 1 | 12041.4 | 9999 | -86373.5 | -12520 | -5651.1 | 0 | 0 | 0 | 0 | 7.24
NineMile 1 | 1999 |  |  | 3 | 62 | NYPP-West | 276 | 5062 |  | 955 |  | 1 | 622 | 622 | MRN | 6.34 | 51.5 | 6.34 | 249.9 | 0 | 622 | 622 | 3.94 | 1 | 1 | 1 | 1 | 6419 | 9999 | -85226.7 | -11373.2 | -4504.3 | 0 | 0 | 0 | 0 | 3.94
J A FitzPatric 1 | 1999 |  |  | 3 | 62 | NYPP-West | 255 | 5062 |  | 934 |  | 1 | 830 | 830 | MRN | 7.19 | 51.5 | 7.19 | 320 | 0 | 830 | 830 | 5.972 | 1 | 1 | 1 | 1 | 8270.1 | 9999 | -83443.2 | -10751.2 | -3882.3 | 0 | 0 | 0 | 0 | 5.97
GINNA 1 | 1999 |  |  | 3 | 62 | NYPP-West | 235 | 5062 |  | 914 |  | 1 | 485 | 485 | MRN | 7.65 | 51.5 | 7.65 | 188 | 0 | 485 | 485 | 3.708 | 1 | 1 | 1 | 1 | 5087.7 | 9999 | -73134.9 | -7970.2 | -3052.3 | 0 | 0 | 0 | 0 | 3.71
KES-CHATEAUGAY 1 | 1999 |  |  | 3 | 62 | NYPP-West | 263 | 5062 |  | 942 |  | 1 | 17.8 | 17.8 | MRN | 35.54 | 260.16 | 35.54 | 8.8 | 0 | 17.8 | 17.8 | 0.633 | 1 | 1 | 1 | 1 | 231.4 | 9999 | -59435.2 | -7485.2 | -2567.3 | 0 | 0 | 0 | 0 | 0.63
KINTIGH 1 | 1999 |  |  | 3 | 62 | NYPP-West | 264 | 5062 |  | 943 |  | 1 | 675 | 675 | ECO | 12.42 | 128.1 | 12.06 | 178.8 | 0 | 675 | 675 | 8.384 | 1 | 1 | 1 | 1 | 6201.9 | 9999 | -56477.5 | -7233.4 | -2549.5 | 0 | 0 | 0 | 0 | 8.38
MILLIKEN 2 | 1999 |  |  | 3 | 62 | NYPP-West | 271 | 5062 |  | 950 |  | 1 | 154 | 154 | ECO | 13.22 | 129.3 | 12.28 | 60.4 | 0 | 154 | 154 | 2.037 | 1 | 1 | 1 | 1 | 1456.2 | 9999 | -53412.5 | -6558.4 | -1874.5 | 0 | 0 | 0 | 0 | 2.04
MILLIKEN 1 | 1999 |  |  | 3 | 62 | NYPP-West | 270 | 5062 |  | 949 |  | 1 | 149 | 149 | ECO | 13.37 | 129.3 | 12.48 | 73 | 0 | 149 | 149 | 1.993 | 1 | 1 | 1 | 1 | 1426.2 | 9999 | -53055.1 | -6404.4 | -1720.5 | 0 | 0 | 0 | 0 | 1.99
Homer City NEY 2 | 1999 |  |  | 3 | 62 | NYPP-West | 243 | 5062 |  | 922 |  | 1 | 312 | 312 | ECO | 13.76 | 128.5 | 11.63 | 124.8 | 0 | 312 | 312 | 4.295 | 1 | 1 | 1 | 1 | 2952.8 | 9999 | -52572.1 | -6255.4 | -1571.5 | 0 | 0 | 0 | 0 | 4.29
Homer City NEY 1 | 1999 |  |  | 3 | 62 | NYPP-West | 242 | 5062 |  | 921 |  | 1 | 310 | 310 | ECO | 13.77 | 128.5 | 11.63 | 124.4 | 0 | 310 | 310 | 4.27 | 1 | 1 | 1 | 1 | 2935.7 | 9999 | -52260.1 | -5943.4 | -1259.5 | 0 | 0 | 0 | 0 | 4.27
GOUDEY 8 | 1999 |  |  | 3 | 62 | NYPP-West | 237 | 5062 |  | 916 |  | 1 | 84 | 84 | ECO | 14.33 | 139.6 | 13.52 | 43 | 0 | 84 | 84 | 1.204 | 1 | 1 | 1 | 1 | 815.8 | 9999 | -50696.1 | -5633.4 | -949.5 | 0 | 0 | 0 | 0 | 1.2
GREENIDGE 4 | 1999 |  |  | 3 | 62 | NYPP-West | 238 | 5062 |  | 917 |  | 1 | 108 | 108 | ECO | 14.52 | 140.9 | 13.55 | 47 | 0 | 108 | 108 | 1.568 | 1 | 1 | 1 | 1 | 1035.7 | 9999 | -49919.9 | -5549.4 | -865.5 | 0 | 0 | 0 | 0 | 1.57
DUNKIRK 4 | 1999 |  |  | 3 | 62 | NYPP-West | 225 | 5062 |  | 904 |  | 1 | 202.8 | 202.8 | ECO | 14.79 | 134.5 | 13.96 | 90 | 0 | 202.8 | 202.8 | 2.999 | 1 | 1 | 1 | 1 | 2045.4 | 9999 | -48633.9 | -5441.4 | -757.5 | 0 | 0 | 0 | 0 | 3
DUNKIRK 1 | 1999 |  |  | 3 | 62 | NYPP-West | 222 | 5062 |  | 901 |  | 1 | 91 | 91 | ECO | 15.52 | 134.5 | 14.36 | 33 | 0 | 91 | 91 | 1.412 | 1 | 1 | 1 | 1 | 967.3 | 9999 | -47984.1 | -5238.6 | -554.7 | 0 | 0 | 0 | 0 | 1.41
HUNTLEY C67 | 1999 |  |  | 3 | 62 | NYPP-West | 247 | 5062 |  | 926 |  | 1 | 380 | 380 | ECO | 15.55 | 134.5 | 14.68 | 174 | 0 | 380 | 190 | 5.91 | 2 | 2 | 2 | 2 | 3763.9 | 9999 | -47893.1 | -5147.6 | -463.7 | 0 | 0 | 0 | 0 | 5.91
DUNKIRK 2 | 1999 |  |  | 3 | 62 | NYPP-West | 223 | 5062 |  | 902 |  | 1 | 92 | 92 | ECO | 15.66 | 134.5 | 14.46 | 32 | 0 | 92 | 92 | 1.44 | 1 | 1 | 1 | 1 | 987.3 | 9999 | -47513.1 | -4767.6 | -83.7 | 0 | 0 | 0 | 0 | 1.44
S A Carlson 5 | 1999 |  |  | 3 | 62 | NYPP-West | 292 | 5062 |  | 971 |  | 1 | 30 | 30 | ECO | 15.84 | 134.5 | 14.76 | 12 | 0 | 30 | 30 | 0.475 | 1 | 1 | 1 | 1 | 315 | 9999 | -46986.4 | -4540.9 | 8.3 | 0 | 0 | 0 | 0 | 0.48
S A Carlson 6 | 1999 |  |  | 3 | 62 | NYPP-West | 293 | 5062 |  | 972 |  | 1 | 27.4 | 27.4 | ECO | 15.84 | 134.5 | 14.77 | 10.9 | 0 | 27.4 | 27.4 | 0.434 | 1 | 1 | 1 | 1 | 287.7 | 9999 | -46956.4 | -4510.9 | 38.3 | 0 | 0 | 0 | 0 | 0.43
Salt City Ener 1 | 1999 |  |  | 3 | 62 | NYPP-West | 294 | 5062 |  | 973 |  | 1 | 79.9 | 79.9 | ECO | 16.09 | 143.7 | 13.28 | 31.9 | 0 | 79.9 | 79.9 | 1.285 | 1 | 1 | 1 | 1 | 799 | 9999 | -46697 | -4251.5 | 65.7 | 0 | 0 | 0 | 0 | 1.29
UDG/NIAGARA 1 | 1999 |  |  | 3 | 62 | NYPP-West | 305 | 5062 |  | 984 |  | 1 | 50.1 | 50.1 | ECO | 16.11 | 143.7 | 13.2 | 20.8 | 0 | 50.1 | 50.1 | 0.807 | 1 | 1 | 1 | 1 | 501.9 | 9999 | -42277.1 | -4171.6 | 145.6 | 0 | 0 | 0 | 0 | 0.81
FORT DRUM 1 | 1999 |  |  | 3 | 62 | NYPP-West | 231 | 5062 |  | 910 |  | 1 | 53.4 | 53.4 | ECO | 16.59 | 143.7 | 13.23 | 19.9 | 0 | 53.4 | 53.4 | 0.886 | 1 | 1 | 1 | 1 | 534 | 9999 | -40939 | -4121.5 | 195.7 | 0 | 0 | 0 | 0 | 0.89
RUSSELL 2 | 1999 |  |  | 3 | 62 | NYPP-West | 289 | 5062 |  | 968 |  | 1 | 65 | 65 | ECO | 16.72 | 134.5 | 15.35 | 17 | 0 | 65 | 65 | 1.087 | 1 | 1 | 1 | 1 | 725.2 | 9999 | -39650.6 | -4068.1 | 249.1 | 0 | 0 | 0 | 0 | 1.09
RUSSELL 3 | 1999 |  |  | 3 | 62 | NYPP-West | 290 | 5062 |  | 969 |  | 1 | 65 | 65 | ECO | 16.8 | 134.5 | 15.42 | 16.5 | 0 | 65 | 65 | 1.092 | 1 | 1 | 1 | 1 | 728.8 | 9999 | -35514.6 | -4003.1 | 314.1 | 0 | 0 | 0 | 0 | 1.09
HUNTLEY C64 | 1999 |  |  | 3 | 62 | NYPP-West | 246 | 5062 |  | 925 |  | 1 | 180 | 180 | ECO | 17.25 | 134.5 | 15.89 | 47.4 | 0 | 180 | 90 | 3.105 | 3 | 3 | 2 | 2 | 2010.2 | 9999 | -34381.4 | -3938.1 | 379.1 | 0 | 0 | 0 | 0 | 3.11
RUSSELL 1 | 1999 |  |  | 3 | 62 | NYPP-West | 288 | 5062 |  | 967 |  | 1 | 47 | 47 | ECO | 17.33 | 134.5 | 15.91 | 12 | 0 | 47 | 47 | 0.815 | 1 | 1 | 1 | 1 | 545.6 | 9999 | -33986.4 | -3758.1 | 559.1 | 0 | 0 | 0 | 0 | 0.81
BEEBEE 12 | 1999 |  |  | 3 | 62 | NYPP-West | 215 | 5062 |  | 894 |  | 1 | 80 | 80 | ECO | 17.46 | 143.7 | 16.03 | 21 | 0 | 80 | 80 | 1.397 | 1 | 1 | 1 | 1 | 876.6 | 9999 | -33849.4 | -3711.1 | 606.1 | 0 | 0 | 0 | 0 | 1.4
Homer City NEY 3 | 1999 |  |  | 3 | 62 | NYPP-West | 244 | 5062 |  | 923 |  | 1 | 322 | 322 | ECO | 17.6 | 163.5 | 15.3 | 130 | 0 | 322 | 322 | 5.668 | 1 | 1 | 1 | 1 | 3151 | 9999 | -32794.4 | -3631.1 | 686.1 | 0 | 0 | 0 | 0 | 5.67
GOUDEY 7 | 1999 |  |  | 3 | 62 | NYPP-West | 236 | 5062 |  | 915 |  | 1 | 42 | 42 | ECO | 17.82 | 139.6 | 16.39 | 18 | 0 | 42 | 42 | 0.748 | 1 | 1 | 1 | 1 | 512.8 | 9999 | -32472.4 | -3309.1 | 1008.1 | 0 | 0 | 0 | 0 | 0.75
HUNTLEY 63 | 1999 |  |  | 3 | 62 | NYPP-West | 245 | 5062 |  | 924 |  | 1 | 90 | 90 | ECO | 18.3 | 134.5 | 16.85 | 24.3 | 0 | 90 | 90 | 1.647 | 1 | 1 | 1 | 1 | 1074.4 | 9999 | -30985.1 | -3073.8 | 1050.1 | 0 | 0 | 0 | 0 | 1.65
HICKLING 2 | 1999 |  |  | 3 | 62 | NYPP-West | 240 | 5062 |  | 919 |  | 1 | 44 | 44 | ECO | 19.01 | 124.4 | 17.52 | 18.4 | 0 | 44 | 44 | 0.836 | 1 | 1 | 1 | 1 | 618.1 | 9999 | -28849 | -2983.8 | 1140.1 | 0 | 0 | 0 | 0 | 0.84
BETHLEHEM STEE 1 | 1999 |  |  | 3 | 62 | NYPP-West | 217 | 5062 |  | 896 |  | 1 | 15.8 | 15.8 | ECO | 23.32 | 267.65 | 23.32 | 12.5 | 0 | 15.8 | 15.8 | 0.369 | 1 | 1 | 1 | 1 | 111.1 | 9999 | -24141.9 | -2088.8 | 1184.1 | 0 | 0 | 0 | 0 | 0.37
JENNISON 1 | 1999 |  |  | 3 | 62 | NYPP-West | 256 | 5062 |  | 935 |  | 1 | 33 | 33 | ECO | 25.12 | 162.9 | 23.24 | 14 | 0 | 33 | 33 | 0.829 | 1 | 1 | 1 | 1 | 463.5 | 9999 | -17986.6 | 1587.2 | 1184.1 | 0 | 0 | 0 | 0 | 0.83
JENNISON 2 | 1999 |  |  | 3 | 62 | NYPP-West | 257 | 5062 |  | 936 |  | 1 | 38 | 38 | ECO | 27.13 | 162.9 | 25.23 | 15.2 | 0 | 38 | 38 | 1.031 | 1 | 1 | 1 | 1 | 580.5 | 9999 | -7734.9 | 5262.6 | 1217.1 | 0 | 0 | 0 | 0 | 1.03
COWEE 1 | 1999 |  |  | 3 | 62 | NYPP-West | 221 | 5062 |  | 900 |  | 1 | 0.5 | 0.5 | ECO | 27.73 | 260.16 | 27.73 | 0.2 | 0 | 0.5 | 0.5 | 0.014 | 1 | 1 | 1 | 1 | 5 | 9999 | -6919.6 | 5400.6 | 1255.1 | 0 | 0 | 0 | 0 | 0.01
HARDEN FURNITU 1 | 1999 |  |  | 3 | 62 | NYPP-West | 239 | 5062 |  | 918 |  | 1 | 0.3 | 0.3 | ECO | 28.24 | 260.16 | 28.24 | 0.3 | 0 | 0.3 | 0.3 | 0.008 | 1 | 1 | 1 | 1 | 3 | 9999 | -5565 | 5601.1 | 1255.6 | 0 | 0 | 0 | 0 | 0.01
Onondaga Count 1 | 1999 |  |  | 3 | 62 | NYPP-West | 282 | 5062 |  | 961 |  | 1 | 25 | 25 | ECO | 28.48 | 267.65 | 28.48 | 12.5 | 0 | 25 | 25 | 0.712 | 1 | 1 | 1 | 1 | 250 | 9999 | -4468.5 | 5601.4 | 1255.9 | 0 | 0 | 0 | 0 | 0.71
OSWEGO COUNTY 1 | 1999 |  |  | 3 | 62 | NYPP-West | 284 | 5062 |  | 963 |  | 1 | 3.6 | 3.6 | ECO | 28.48 | 267.65 | 28.48 | 0.2 | 0 | 3.6 | 3.6 | 0.103 | 1 | 1 | 1 | 1 | 36 | 9999 | -4443.5 | 5626.4 | 1280.9 | 0 | 0 | 0 | 0 | 0.1
Encogen 4 prtn 1 | 1999 |  |  | 3 | 62 | NYPP-West | 228 | 5062 |  | 907 |  | 1 | 0 | 63.5 | ECN | 33.51 | 419.7 | -2.48 | 44 | 0 | 0 | 0 | 0 | 1 | 1 | 1 | 0 | 0 | 9999 | 6088.7 | 6520 | 1284.5 | 0 | 0 | 0 | 0 | 0
LANCASTER LF P 2 | 1999 |  |  | 3 | 62 | NYPP-West | 267 | 5062 |  | 946 |  | 1 | 3 | 3 | ECO | 31.3 | 267.65 | 31.3 | 1.5 | 0 | 3 | 3 | 0.094 | 1 | 1 | 1 | 1 | 30 | 9999 | 3622.9 | 6353.1 | 1284.5 | 0 | 0 | 0 | 0 | 0.09
LANCASTER LF P 1 | 1999 |  |  | 3 | 62 | NYPP-West | 266 | 5062 |  | 945 |  | 1 | 2.7 | 2.7 | ECO | 31.3 | 267.65 | 31.3 | 1.3 | 0 | 2.7 | 2.7 | 0.084 | 1 | 1 | 1 | 1 | 27 | 9999 | 3620.2 | 6353.1 | 1284.5 | 0 | 0 | 0 | 0 | 0.08
HIGH ACRES 1 | 1999 |  |  | 3 | 62 | NYPP-West | 241 | 5062 |  | 920 |  | 1 | 2.4 | 2.4 | ECO | 31.3 | 267.65 | 31.3 | 0.8 | 0 | 2.4 | 2.4 | 0.075 | 1 | 1 | 1 | 1 | 24 | 9999 | 3617.8 | 6353.1 | 1284.5 | 0 | 0 | 0 | 0 | 0.08
WASTE MANAGEME 1 | 1999 |  |  | 3 | 62 | NYPP-West | 307 | 5062 |  | 986 |  | 1 | 1.6 | 1.6 | ECO | 31.3 | 267.65 | 31.3 | 0.8 | 0 | 1.6 | 1.6 | 0.05 | 1 | 1 | 1 | 1 | 16 | 9999 | 3632.6 | 6353.1 | 1284.5 | 0 | 0 | 0 | 0 | 0.05
ENERGY TACTICS 1 | 1999 |  |  | 3 | 62 | NYPP-West | 229 | 5062 |  | 908 |  | 1 | 2.2 | 2.2 | ECO | 31.3 | 267.65 | 31.3 | 0.5 | 0 | 2.2 | 2.2 | 0.069 | 1 | 1 | 1 | 1 | 22 | 9999 | 3615.6 | 6353.1 | 1284.5 | 0 | 0 | 0 | 0 | 0.07
MONROE-LIVINGS 1 | 1999 |  |  | 3 | 62 | NYPP-West | 274 | 5062 |  | 953 |  | 1 | 6.7 | 6.7 | ECO | 31.3 | 267.65 | 31.3 | 1.6 | 0 | 6.7 | 6.7 | 0.21 | 1 | 1 | 1 | 1 | 67 | 9999 | 3625.9 | 6353.1 | 1284.5 | 0 | 0 | 0 | 0 | 0.21
Kamine-Gouvern 2 | 1999 |  |  | 3 | 62 | NYPP-West | 260 | 5062 |  | 939 |  | 1 | 0 | 11 | ECO | 33.97 | 419.7 | 29.26 | 7.7 | 0 | 0 | 0 | 0 | 1 | 1 | 1 | 0 | 0 | 9999 | 6077.7 | 6520 | 1284.5 | 0 | 0 | 0 | 0 | 0
Lockport Cogen 1 | 1999 |  |  | 3 | 62 | NYPP-West | 268 | 5062 |  | 947 |  | 1 | 0 | 179 | ECO | 38.18 | 419.7 | 31.49 | 44.1 | 0 | 0 | 0 | 0 | 1 | 1 | 1 | 0 | 0 | 9999 | 6245.8 | 6520 | 1284.5 | 0 | 0 | 0 | 0 | 0
Indeck-Silver 1 | 1999 |  |  | 3 | 62 | NYPP-West | 252 | 5062 |  | 931 |  | 1 | 0 | 39 | ECO | 38.6 | 419.7 | 28.13 | 9.7 | 0 | 0 | 0 | 0 | 1 | 1 | 1 | 0 | 0 | 9999 | 6919.8 | 6699 | 1463.5 | 0 | 0 | 0 | 0 | 0
Allegany Cogen 1 | 1999 |  |  | 3 | 62 | NYPP-West | 212 | 5062 |  | 891 |  | 1 | 0 | 55 | ECO | 36.89 | 419.7 | 28.94 | 17.2 | 0 | 0 | 0 | 0 | 1 | 1 | 1 | 0 | 0 | 9999 | 6958.8 | 6738 | 1502.5 | 0 | 0 | 0 | 0 | 0
Indeck-Silver 2 | 1999 |  |  | 3 | 62 | NYPP-West | 253 | 5062 |  | 932 |  | 1 | 0 | 16 | ECO | 38.6 | 419.7 | 28.02 | 4 | 0 | 0 | 0 | 0 | 1 | 1 | 1 | 0 | 0 | 9999 | 7013.8 | 6793 | 1557.5 | 0 | 0 | 0 | 0 | 0
Saranac Ener C1 | 1999 |  |  | 3 | 62 | NYPP-West | 295 | 5062 |  | 974 |  | 1 | 0 | 240 | ECO | 38.71 | 419.7 | 28.1 | 60 | 0 | 0 | 0 | 0 | 3 | 3 | 3 | 0 | 0 | 9999 | 7081.1 | 6860.3 | 1573.5 | 0 | 0 | 0 | 0 | 0
Sithe CC C1 | 1999 |  |  | 3 | 62 | NYPP-West | 296 | 5062 |  | 975 |  | 1 | 0 | 740 | ECO | 38.71 | 419.7 | 28.1 | 185 | 0 | 0 | 0 | 0 | 2 | 2 | 2 | 0 | 0 | 9999 | 7321.1 | 7100.3 | 1813.5 | 0 | 0 | 0 | 0 | 0
BURROWS -LYONS 1 | 1999 |  |  | 3 | 62 | NYPP-West | 218 | 5062 |  | 897 |  | 1 | 0 | 20 | ECO | 35.54 | 260.16 | 35.54 | 9.5 | 0 | 0 | 0 | 0 | 1 | 1 | 1 | 0 | 0 | 9999 | 8345.1 | 8124.3 | 2553.5 | 0 | 0 | 0 | 0 | 0
INDECK-OLEAN 1 | 1999 |  |  | 3 | 62 | NYPP-West | 250 | 5062 |  | 929 |  | 1 | 0 | 78 | ECO | 38.73 | 419.7 | 28.34 | 19.7 | 0 | 0 | 0 | 0 | 1 | 1 | 1 | 0 | 0 | 9999 | 8592.6 | 8144.3 | 2573.5 | 0 | 0 | 0 | 0 | 0
ADIRON RES RE 1 | 1999 |  |  | 3 | 62 | NYPP-West | 210 | 5062 |  | 889 |  | 1 | 0 | 12.4 | ECO | 36.51 | 267.65 | 36.51 | 5.5 | 0 | 0 | 0 | 0 | 1 | 1 | 1 | 0 | 0 | 9999 | 8943.1 | 8382.3 | 2651.5 | 0 | 0 | 0 | 0 | 0
AMER REF-FUEL 1 | 1999 |  |  | 3 | 62 | NYPP-West | 213 | 5062 |  | 892 |  | 1 | 0 | 74 | ECO | 36.51 | 267.65 | 36.51 | 21.2 | 0 | 0 | 0 | 0 | 1 | 1 | 1 | 0 | 0 | 9999 | 8955.5 | 8394.7 | 2663.9 | 0 | 0 | 0 | 0 | 0
Anitec 1 | 1999 |  |  | 3 | 62 | NYPP-West | 214 | 5062 |  | 893 |  | 1 | 0 | 44 | ECO | 40.14 | 419.7 | 29.5 | 11 | 0 | 0 | 0 | 0 | 1 | 1 | 1 | 0 | 0 | 9999 | 9380.4 | 8559.6 | 2737.9 | 0 | 0 | 0 | 0 | 0
US GEN (OLD RI 1 | 1999 |  |  | 3 | 62 | NYPP-West | 306 | 5062 |  | 985 |  | 1 | 0 | 154.1 | ECO | 50.08 | 419.7 | 47.93 | 21.2 | 0 | 0 | 0 | 0 | 1 | 1 | 1 | 0 | 0 | 9999 | 9424.4 | 8603.6 | 2781.9 | 0 | 0 | 0 | 0 | 0
MRA CANTON 1 | 1999 |  |  | 3 | 62 | NYPP-West | 275 | 5062 |  | 954 |  | 1 | 49 | 49 | ECO | 27.55 | 419.7 | 27.55 | 0 | 0 | 49 | 49 | 1.35 | 1 | 1 | 1 | 1 | 269 | 9999 | 10000 | 8772.1 | 2936 | 0 | 0 | 0 | 0 | 1.35
KAMINE-CARTHAG 1 | 1999 |  |  | 3 | 62 | NYPP-West | 259 | 5062 |  | 938 |  | 1 | 0 | 68.4 | ECO | 37.11 | 419.7 | 31.26 | 41.3 | 0 | 0 | 0 | 0 | 1 | 1 | 1 | 0 | 0 | 9999 | 9976.3 | 8757.7 | 2936 | 0 | 0 | 0 | 0 | 0
ENRGY INIT-OND 1 | 1999 |  |  | 3 | 62 | NYPP-West | 230 | 5062 |  | 909 |  | 1 | 0 | 79.5 | ECO | 37.12 | 419.7 | 31.76 | 55.3 | 0 | 0 | 0 | 0 | 1 | 1 | 1 | 0 | 0 | 9999 | 9697.7 | 8757.7 | 2936 | 0 | 0 | 0 | 0 | 0
GAS ALTERNATIV 1 | 1999 |  |  | 3 | 62 | NYPP-West | 233 | 5062 |  | 912 |  | 1 | 0 | 79.3 | ECO | 37.12 | 419.7 | 31.86 | 55.9 | 0 | 0 | 0 | 0 | 1 | 1 | 1 | 0 | 0 | 9999 | 9777.2 | 8757.7 | 2936 | 0 | 0 | 0 | 0 | 0
INDECK-ILION 1 | 1999 |  |  | 3 | 62 | NYPP-West | 249 | 5062 |  | 928 |  | 1 | 0 | 56.8 | ECO | 37.12 | 419.7 | 31.67 | 38.2 | 0 | 0 | 0 | 0 | 1 | 1 | 1 | 0 | 0 | 9999 | 9856.5 | 8757.7 | 2936 | 0 | 0 | 0 | 0 | 0
INDECK-OSWEGO 1 | 1999 |  |  | 3 | 62 | NYPP-West | 251 | 5062 |  | 930 |  | 1 | 0 | 63 | ECO | 37.12 | 419.7 | 31.76 | 44 | 0 | 0 | 0 | 0 | 1 | 1 | 1 | 0 | 0 | 9999 | 9913.3 | 8757.7 | 2936 | 0 | 0 | 0 | 0 | 0
INDECK-YERKES 1 | 1999 |  |  | 3 | 62 | NYPP-West | 254 | 5062 |  | 933 |  | 1 | 0 | 57.4 | ECO | 37.12 | 419.7 | 31.66 | 39.2 | 0 | 0 | 0 | 0 | 1 | 1 | 1 | 0 | 0 | 9999 | 9578.5 | 8757.7 | 2936 | 0 | 0 | 0 | 0 | 0
KAMINE-S GLENS 1 | 1999 |  |  | 3 | 62 | NYPP-West | 262 | 5062 |  | 941 |  | 1 | 0 | 64.9 | ECO | 37.12 | 419.7 | 31.42 | 41.3 | 0 | 0 | 0 | 0 | 1 | 1 | 1 | 0 | 0 | 9999 | 10000 | 8757.7 | 2936 | 0 | 0 | 0 | 0 | 0
OXBOW/OCCIDENT 1 | 1999 |  |  | 3 | 62 | NYPP-West | 286 | 5062 |  | 965 |  | 1 | 0 | 61.8 | ECO | 37.12 | 419.7 | 31.42 | 39.2 | 0 | 0 | 0 | 0 | 1 | 1 | 1 | 0 | 0 | 9999 | 9635.9 | 8757.7 | 2936 | 0 | 0 | 0 | 0 | 0
MASSENA ENRG F 1 | 1999 |  |  | 3 | 62 | NYPP-West | 269 | 5062 |  | 948 |  | 1 | 0 | 79 | ECO | 37.17 | 419.7 | 31.74 | 55.3 | 0 | 0 | 0 | 0 | 1 | 1 | 1 | 0 | 0 | 9999 | 10000 | 8757.7 | 2936 | 0 | 0 | 0 | 0 | 0
KAMINE-GOUVNR 1 | 1999 |  |  | 3 | 62 | NYPP-West | 261 | 5062 |  | 940 |  | 1 | 0 | 38 | ECO | 37.57 | 419.7 | 32.24 | 34.3 | 0 | 0 | 0 | 0 | 1 | 1 | 1 | 0 | 0 | 9999 | 10000 | 8757.7 | 2936 | 0 | 0 | 0 | 0 | 0
ALBANY COGN AS 1 | 1999 |  |  | 3 | 62 | NYPP-West | 211 | 5062 |  | 890 |  | 1 | 0 | 26 | ECO | 37.6 | 419.7 | 31.83 | 17.5 | 0 | 0 | 0 | 0 | 1 | 1 | 1 | 0 | 0 | 9999 | 10000 | 8757.7 | 2936 | 0 | 0 | 0 | 0 | 0
L C P CHEMICA 1 | 1999 |  |  | 3 | 62 | NYPP-West | 265 | 5062 |  | 944 |  | 1 | 0 | 67.8 | ECO | 37.95 | 419.7 | 31.39 | 55.3 | 0 | 0 | 0 | 0 | 1 | 1 | 1 | 0 | 0 | 9999 | 10000 | 8757.7 | 2936 | 0 | 0 | 0 | 0 | 0
NORCON (FALC S 1 | 1999 |  |  | 3 | 62 | NYPP-West | 278 | 5062 |  | 957 |  | 1 | 0 | 32.6 | ECO | 40.28 | 419.7 | 34.4 | 22.8 | 0 | 0 | 0 | 0 | 1 | 1 | 1 | 0 | 0 | 9999 | 10000 | 8757.7 | 2936 | 0 | 0 | 0 | 0 | 0
Kamine-Boise 1 | 1999 |  |  | 3 | 62 | NYPP-West | 258 | 5062 |  | 937 |  | 1 | 0 | 59.7 | ECO | 40.43 | 419.7 | 34.67 | 55.3 | 0 | 0 | 0 | 0 | 1 | 1 | 1 | 0 | 0 | 9999 | 10000 | 8757.7 | 2936 | 0 | 0 | 0 | 0 | 0
Fulton Cogen A 1 | 1999 |  |  | 3 | 62 | NYPP-West | 232 | 5062 |  | 911 |  | 1 | 0 | 48.2 | ECO | 40.56 | 419.7 | 34.69 | 33.7 | 0 | 0 | 0 | 0 | 1 | 1 | 1 | 0 | 0 | 9999 | 10000 | 8757.7 | 2936 | 0 | 0 | 0 | 0 | 0
ELLICOTVILLE E 1 | 1999 |  |  | 3 | 62 | NYPP-West | 227 | 5062 |  | 906 |  | 1 | 0 | 4.6 | ECO | 50.82 | 419.7 | 40.18 | 0.9 | 0 | 0 | 0 | 0 | 1 | 1 | 1 | 0 | 0 | 9999 | 10000 | 9105.1 | 2936 | 0 | 0 | 0 | 0 | 0
Sithe-Ogdensbr 1 | 1999 |  |  | 3 | 62 | NYPP-West | 297 | 5062 |  | 976 |  | 1 | 0 | 40.5 | ECO | 45.19 | 419.7 | 41.15 | 10.1 | 0 | 0 | 0 | 0 | 1 | 1 | 1 | 0 | 0 | 9999 | 10000 | 9129.4 | 2940.6 | 0 | 0 | 0 | 0 | 0
Sithe-Senecapw 2 | 1999 |  |  | 3 | 62 | NYPP-West | 300 | 5062 |  | 979 |  | 1 | 0 | 63 | ECO | 41.38 | 419.7 | 40.14 | 4.4 | 0 | 0 | 0 | 0 | 1 | 1 | 1 | 0 | 0 | 9999 | 10000 | 9169.9 | 2981.1 | 0 | 0 | 0 | 0 | 0
Sithe-Ogdensbr 2 | 1999 |  |  | 3 | 62 | NYPP-West | 298 | 5062 |  | 977 |  | 1 | 0 | 30.3 | ECO | 45.9 | 419.7 | 41.43 | 8.2 | 0 | 0 | 0 | 0 | 1 | 1 | 1 | 0 | 0 | 9999 | 10000 | 9274 | 3044.1 | 0 | 0 | 0 | 0 | 0
Sithe-Ogdensbr 3 | 1999 |  |  | 3 | 62 | NYPP-West | 299 | 5062 |  | 978 |  | 1 | 0 | 19 | ECO | 45.8 | 419.7 | 41.69 | 4.8 | 0 | 0 | 0 | 0 | 1 | 1 | 1 | 0 | 0 | 9999 | 10000 | 9304.3 | 3074.4 | 0 | 0 | 0 | 0 | 0
Sithe-Sterling 2 | 1999 |  |  | 3 | 62 | NYPP-West | 301 | 5062 |  | 980 |  | 1 | 0 | 15.8 | ECO | 46.13 | 419.7 | 40.82 | 4.9 | 0 | 0 | 0 | 0 | 1 | 1 | 1 | 0 | 0 | 9999 | 10000 | 9323.3 | 3093.4 | 0 | 0 | 0 | 0 | 0
BEEBEE GT 1 | 1999 |  |  | 3 | 62 | NYPP-West | 216 | 5062 |  | 895 |  | 1 | 0 | 18 |  | 48.65 | 384 | 41.18 | 12.6 | 0 | 0 | 0 | 0 | 1 | 1 | 1 | 0 | 0 | 9999 | 10000 | 9440.1 | 3109.2 | 0 | 0 | 0 | 0 | 0
STATION 9 | 1999 |  |  | 3 | 62 | NYPP-West | 302 | 5062 |  | 981 |  | 1 | 0 | 18 |  | 67.26 | 419.7 | 57.02 | 12.6 | 0 | 0 | 0 | 0 | 1 | 1 | 1 | 0 | 0 | 9999 | 10000 | 10000 | 3109.2 | 0 | 0 | 0 | 0 | 0
HYDROCARBON-AL 1 | 1999 |  |  | 3 | 62 | NYPP-West | 248 | 5062 |  | 927 |  | 1 | 0 | 2 | ECN | 46.5 | 419.7 | 46.5 | 1 | 0 | 0 | 0 | 0 | 1 | 1 | 1 | 0 | 0 | 9999 | 10000 | 9339.1 | 3109.2 | 0 | 0 | 0 | 0 | 0
Misc-IC NIMP 1 | 1999 |  |  | 3 | 62 | NYPP-West | 272 | 5062 |  | 951 |  | 1 | 0 | 4.2 | ECN | 46.57 | 384 | 46.57 | 2.3 | 0 | 0 | 0 | 0 | 1 | 1 | 1 | 0 | 0 | 9999 | 10000 | 9339.1 | 3109.2 | 0 | 0 | 0 | 0 | 0
MISC DIESEL 1 | 1999 |  |  | 3 | 62 | NYPP-West | 273 | 5062 |  | 952 |  | 1 | 0 | 7.3 | ECN | 46.57 | 384 | 46.57 | 5.1 | 0 | 0 | 0 | 0 | 1 | 1 | 1 | 0 | 0 | 9999 | 10000 | 9339.1 | 3109.2 | 0 | 0 | 0 | 0 | 0
GENERAL MILLS 1 | 1999 |  |  | 3 | 62 | NYPP-West | 234 | 5062 |  | 913 |  | 1 | 0 | 4.2 | ECO | 44.82 | 419.7 | 38.62 | 2.4 | 0 | 0 | 0 | 0 | 1 | 1 | 1 | 0 | 0 | 9999 | 10000 | 9339.1 | 3109.2 | 0 | 0 | 0 | 0 | 0
P&N ENERGY SYS 1 | 1999 |  |  | 3 | 62 | NYPP-West | 287 | 5062 |  | 966 |  | 1 | 0 | 10 | ECO | 46.48 | 419.7 | 39.62 | 7 | 0 | 0 | 0 | 0 | 1 | 1 | 1 | 0 | 0 | 9999 | 10000 | 9339.1 | 3109.2 | 0 | 0 | 0 | 0 | 0
BURRWS-LITTLE 1 | 1999 |  |  | 3 | 62 | NYPP-West | 219 | 5062 |  | 898 |  | 1 | 0 | 4.9 | ECO | 46.48 | 419.7 | 46.48 | 3 | 0 | 0 | 0 | 0 | 1 | 1 | 1 | 0 | 0 | 9999 | 10000 | 9339.1 | 3109.2 | 0 | 0 | 0 | 0 | 0
NOTTINGHAM H-S 1 | 1999 |  |  | 3 | 62 | NYPP-West | 281 | 5062 |  | 960 |  | 1 | 0 | 0.2 | ECO | 46.5 | 419.7 | 46.5 | 0.1 | 0 | 0 | 0 | 0 | 1 | 1 | 1 | 0 | 0 | 9999 | 10000 | 9339.1 | 3109.2 | 0 | 0 | 0 | 0 | 0
EBENEZER OIL 1 | 1999 |  |  | 3 | 62 | NYPP-West | 226 | 5062 |  | 905 |  | 1 | 0 | 0.3 | ECO | 46.5 | 419.7 | 46.5 | 0.2 | 0 | 0 | 0 | 0 | 1 | 1 | 1 | 0 | 0 | 9999 | 10000 | 9339.1 | 3109.2 | 0 | 0 | 0 | 0 | 0
SYRACUSE POWER 1 | 1999 |  |  | 3 | 62 | NYPP-West | 304 | 5062 |  | 983 |  | 1 | 0 | 5 | ECO | 48.08 | 419.7 | 37.82 | 3.5 | 0 | 0 | 0 | 0 | 1 | 1 | 1 | 0 | 0 | 9999 | 10000 | 9339.1 | 3109.2 | 0 | 0 | 0 | 0 | 0
Cal Ban Power 1 | 1999 |  |  | 3 | 62 | NYPP-West | 220 | 5062 |  | 899 |  | 1 | 0 | 0.3 | ECO | 50.7 | 419.7 | 50.7 | 0 | 0 | 0 | 0 | 0 | 1 | 1 | 1 | 0 | 0 | 9999 | 10000 | 9339.1 | 3109.2 | 0 | 0 | 0 | 0 | 0
Northern Cons 3 | 1999 |  |  | 3 | 62 | NYPP-West | 280 | 5062 |  | 959 |  | 1 | 0 | 14.1 | ECO | 50.72 | 419.7 | 43.21 | 9.9 | 0 | 0 | 0 | 0 | 1 | 1 | 1 | 0 | 0 | 9999 | 10000 | 9440.1 | 3109.2 | 0 | 0 | 0 | 0 | 0

## Supply curves Available
Winter (Cum MW) | Winter (Cost) | Summer (Cum MW) | Summer (Cost)
1040.1 | 0 | 1040.1 | 0
4240.1 | 0 | 4240.1 | 0
4330.5 | 0 | 4328.4 | 0
5240.5 | 0 | 5236.4 | 0
5283.5 | 0 | 5275.4 | 0
5299.2 | 0 | 5293 | 0
5307.4 | 0 | 5302.3 | 0
5339.4 | 0 | 5338.3 | 0
5344.2 | 0 | 5343.7 | 0
5396.04 | 0 | 5727.7 | 0
6542.84 | 0 | 5779.54 | 0
7164.84 | 0 | 6916.04 | 0
7994.84 | 0 | 7533.34 | 0
8479.84 | 0 | 8018.34 | 0
8497.64 | 0 | 8036.14 | 0
9172.64 | 12.42 | 8711.14 | 12.42
9326.64 | 13.22 | 8860.14 | 13.24
9475.64 | 13.37 | 9017.14 | 13.35
9787.64 | 13.76 | 9328.14 | 13.77
10097.64 | 13.77 | 9637.14 | 13.77
10181.64 | 14.33 | 9720.14 | 14.34
10289.64 | 14.52 | 9928.14 | 14.47
10492.44 | 14.79 | 10132.14 | 14.79
10583.44 | 15.52 | 10225.14 | 15.51
10963.44 | 15.55 | 10612.14 | 15.54
11055.44 | 15.66 | 10704.14 | 15.66
11085.44 | 15.84 | 10734.14 | 15.84
11112.84 | 15.84 | 10814.04 | 16.09
11192.74 | 16.09 | 10894.04 | 16.59
11242.84 | 16.11 | 10962.04 | 16.69
11296.24 | 16.59 | 11014.84 | 16.6
11361.24 | 16.72 | 11079.84 | 16.8
11426.24 | 16.8 | 11264.44 | 17.24
11606.24 | 17.25 | 11311.44 | 17.33
11653.24 | 17.33 | 11391.44 | 17.46
11733.24 | 17.46 | 11716.44 | 17.6
12055.24 | 17.6 | 11759.44 | 17.81
12097.24 | 17.82 | 11844.44 | 18.33
12187.24 | 18.3 | 11891.44 | 18.97
12231.24 | 19.01 | 11914.94 | 23.32
12247.04 | 23.32 | 11953.94 | 24.94
12280.04 | 25.12 | 12008.94 | 24.94
12318.04 | 27.13 | 12024.94 | 24.94
12318.54 | 27.73 | 12104.94 | 24.94
12318.84 | 28.24 | 12344.94 | 25
12343.84 | 28.48 | 13084.94 | 25
12347.44 | 28.48 | 13097.94 | 24.3
12410.94 | 33.51 | 13161.44 | 24.7
12413.94 | 31.3 | 13196.44 | 25.08
12416.64 | 31.3 | 13363.54 | 24.79
12419.04 | 31.3 | 13404.74 | 25.43
12420.64 | 31.3 | 13448.74 | 25.77
12422.84 | 31.3 | 13598.14 | 26.49
12429.54 | 31.3 | 13677.44 | 27.22
12440.54 | 33.97 | 13756.94 | 27.22
12619.54 | 38.18 | 13836.54 | 27.22
12658.54 | 38.6 | 13915.84 | 27.22
12713.54 | 36.89 | 13957.34 | 27.22
12729.54 | 38.6 | 13983.84 | 27.48
12969.54 | 38.71 | 13984.34 | 27.73
13709.54 | 38.71 | 13985.84 | 28.24
13729.54 | 35.54 | 14042.14 | 27.25
13807.54 | 38.73 | 14102.04 | 27.51
13819.94 | 36.51 | 14164.44 | 27.54
13893.94 | 36.51 | 14219.94 | 27.61
13937.94 | 40.14 | 14271.04 | 27.65
14092.04 | 50.08 | 14325.14 | 27.79
14141.04 | 27.55 | 15144.64 | 28.17
14209.44 | 37.11 | 15169.64 | 28.48
14288.94 | 37.12 | 15173.24 | 28.48
14368.24 | 37.12 | 15222.24 | 20.55
14425.04 | 37.12 | 15254.84 | 29.42
14488.04 | 37.12 | 15300.84 | 29.8
14545.44 | 37.12 | 15303.24 | 31.3
14610.34 | 37.12 | 15309.24 | 31.3
14672.14 | 37.12 | 15310.84 | 31.3
14751.14 | 37.17 | 15313.54 | 31.3
14789.14 | 37.57 | 15314.44 | 31.3
14815.14 | 37.6 | 15317.44 | 31.3
14882.94 | 37.95 | 15357.84 | 31.82
14915.54 | 40.28 | 15362.04 | 36.07
14975.24 | 40.43 | 15420.74 | 29.63
15023.44 | 40.56 | 15439.74 | 32.42
15028.04 | 50.82 | 15455.54 | 32.65
15068.54 | 45.19 | 15459.54 | 32.9
15131.54 | 41.38 | 15463.64 | 33.74
15161.84 | 45.9 | 15473.64 | 33.74
15180.84 | 45.8 | 15475.64 | 33.76
15196.64 | 46.13 | 15480.64 | 34.85
15214.64 | 48.65 | 15500.64 | 35.54
15232.64 |  | 15513.14 | 36.51
15234.64 | 46.5 | 15550.94 | 36.51
15238.84 | 46.57 | 15551.14 | 36.68
15246.14 | 46.57 | 15565.24 | 36.7
15250.34 | 44.82 | 15597.64 | 36.74
15260.34 | 46.48 | 15605.84 | 40.88
15265.24 | 46.48 | 15620.84 | 49.52
15265.44 | 46.5 | 15634.84 | 50.76
15265.74 | 46.5 | 15641.84 | 46.79
15270.74 | 48.08 | 15646.04 | 46.79
15271.04 | 50.7
15285.14 | 50.72
x

## Supply curves Actual
Winter (Cum MW) | Winter (Cost) | Summer (Cum MW) | Summer (Cost)
0 | 0 | 1040.1 | 0
2510.01 | 0 | 4240.1 | 0
2600.41 | 0 | 4328.4 | 0
3229 | 0 | 5236.4 | 0
3238.4 | 0 | 5275.4 | 0
3254.1 | 0 | 5293 | 0
3262.3 | 0 | 5302.3 | 0
3294.3 | 0 | 5338.3 | 0
3299.1 | 0 | 5343.7 | 0
3350.94 | 0 | 5727.7 | 0
4497.74 | 0 | 5779.54 | 0
5119.74 | 0 | 6916.04 | 0
5949.74 | 0 | 7533.34 | 0
6434.74 | 0 | 8018.34 | 0
6452.54 | 0 | 8036.14 | 0
7127.54 | 12.42 | 8711.14 | 12.42
7281.54 | 13.22 | 8860.14 | 13.24
7430.54 | 13.37 | 9017.14 | 13.35
7742.54 | 13.76 | 9328.14 | 13.77
8052.54 | 13.77 | 9637.14 | 13.77
8136.54 | 14.33 | 9720.14 | 14.34
8244.54 | 14.52 | 9928.14 | 14.47
8447.34 | 14.79 | 10132.14 | 14.79
8538.34 | 15.52 | 10225.14 | 15.51
8918.34 | 15.55 | 10612.14 | 15.54
9010.34 | 15.66 | 10704.14 | 15.66
9040.34 | 15.84 | 10734.14 | 15.84
9067.74 | 15.84 | 10814.04 | 16.09
9147.64 | 16.09 | 10894.04 | 16.59
9197.74 | 16.11 | 10962.04 | 16.69
9251.14 | 16.59 | 11014.84 | 16.6
9316.14 | 16.72 | 11079.84 | 16.8
9381.14 | 16.8 | 11264.44 | 17.24
9561.14 | 17.25 | 11311.44 | 17.33
9608.14 | 17.33 | 11391.44 | 17.46
9688.14 | 17.46 | 11716.44 | 17.6
10010.14 | 17.6 | 11759.44 | 17.81
10052.14 | 17.82 | 11844.44 | 18.33
10142.14 | 18.3 | 11891.44 | 18.97
10186.14 | 19.01 | 11914.94 | 23.32
10201.94 | 23.32 | 11953.94 | 24.94
10234.94 | 25.12 | 12008.94 | 24.94
10272.94 | 27.13 | 12024.94 | 24.94
10273.44 | 27.73 | 12104.94 | 24.94
10273.74 | 28.24 | 12344.94 | 25
10298.74 | 28.48 | 13084.94 | 25
10302.34 | 28.48 | 13097.94 | 24.3
10302.34 | 33.51 | 13161.44 | 24.7
10305.34 | 31.3 | 13196.44 | 25.08
10308.04 | 31.3 | 13363.54 | 24.79
10310.44 | 31.3 | 13404.74 | 25.43
10312.04 | 31.3 | 13448.74 | 25.77
10314.24 | 31.3 | 13598.14 | 26.49
10320.94 | 31.3 | 13598.14 | 27.22
10320.94 | 33.97 | 13598.14 | 27.22
10320.94 | 38.18 | 13598.14 | 27.22
10320.94 | 38.6 | 13598.14 | 27.22
10320.94 | 36.89 | 13598.14 | 27.22
10320.94 | 38.6 | 13598.14 | 27.48
10320.94 | 38.71 | 13598.14 | 27.73
10320.94 | 38.71 | 13598.14 | 28.24
10320.94 | 35.54 | 13598.14 | 27.25
10320.94 | 38.73 | 13598.14 | 27.51
10320.94 | 36.51 | 13598.14 | 27.54
10320.94 | 36.51 | 13598.14 | 27.61
10320.94 | 40.14 | 13598.14 | 27.65
10320.94 | 50.08 | 13598.14 | 27.79
10369.94 | 27.55 | 14358.92 | 28.17
10369.94 | 37.11 | 14358.92 | 28.48
10369.94 | 37.12 | 14358.92 | 28.48
10369.94 | 37.12 | 14407.92 | 20.55
10369.94 | 37.12 | 14407.92 | 29.42
10369.94 | 37.12 | 14407.92 | 29.8
10369.94 | 37.12 | 14407.92 | 31.3
10369.94 | 37.12 | 14407.92 | 31.3
10369.94 | 37.12 | 14407.92 | 31.3
10369.94 | 37.17 | 14407.92 | 31.3
10369.94 | 37.57 | 14407.92 | 31.3
10369.94 | 37.6 | 14407.92 | 31.3
10369.94 | 37.95 | 14407.92 | 31.82
10369.94 | 40.28 | 14407.92 | 36.07
10369.94 | 40.43 | 14407.92 | 29.63
10369.94 | 40.56 | 14407.92 | 32.42
10369.94 | 50.82 | 14407.92 | 32.65
10369.94 | 45.19 | 14407.92 | 32.9
10369.94 | 41.38 | 14407.92 | 33.74
10369.94 | 45.9 | 14407.92 | 33.74
10369.94 | 45.8 | 14407.92 | 33.76
10369.94 | 46.13 | 14407.92 | 34.85
10369.94 | 48.65 | 14407.92 | 35.54
10369.94 |  | 14407.92 | 36.51
10369.94 | 46.5 | 14407.92 | 36.51
10369.94 | 46.57 | 14407.92 | 36.68
10369.94 | 46.57 | 14407.92 | 36.7
10369.94 | 44.82 | 14407.92 | 36.74
10369.94 | 46.48 | 14407.92 | 40.88
10369.94 | 46.48 | 14407.92 | 49.52
10369.94 | 46.5 | 14407.92 | 50.76
10369.94 | 46.5 | 14407.92 | 46.79
10369.94 | 48.08 | 14407.92 | 46.79
10369.94 | 50.7
10369.94 | 50.72
x