## Inputs
Pricing Date |  |  | 2001-01-11 |  |  | Gas Adder |  |  |  | Date Range
Curve Date |  |  | 2001-01-10 |  |  | Summer | 0.5 |  | From | 2001-01-01
Power Region | [5 empty] | Winter | 0.5 |  | To | 2001-02-28
Power Basis |  |  |  |  | Variable O&M |  |  |  |  | Term (Yrs.)
Omicron Curve Date |  |  | 2001-01-10 |  | 2.5 |  |  |  |  | 0.1589
Omicron Region |  |  |  |  | VOM escalator |  |  |  | WARNING: When going out past 2018
Gas Curve Date |  |  | 2001-01-10 |  | 0% | 12 month escalator |  |  | check curve availability for Nymex, Gas Basis, Interest Rates. | [7 empty] | 1=Run
Summer Gas Basis |  |  |  |  | Total Plant Per Start |  |  |  | Extend Gas and Rates on Gas Curves Tab | [7 empty] | 0=No Run
Winter Gas Basis |  |  |  |  | 0 |  |  |  | Power extends automatically (price, vols, and correlation) |  |  | Manual Run Hour Override
[9 empty] | Days to Run |  |  |  | Mon-Fri | Mon-Fri | Mon-Fri | Sat | Sat | Sat | Sun | Sun | Sun
[12 empty] | Month | Super Peak | Shoulder Peak | OP | Super Peak | Shoulder Peak | OP | Super Peak | Shoulder Peak | OP
| POP | Min |  |  | Total Plant MW's | Min MW's | [5 empty] | 1 | 1 | 1 | 1 | 1 | 1 | 1 | 1 | 1 | 1
Month | Heat Rates | Heat Rates |  | Summer | 25 | 0 | April-Oct |  | Pricing Type |  |  | 2 | 1 | 1 | 1 | 1 | 1 | 1 | 1 | 1 | 1
1 | 10000 | 0 |  | Winter | 25 | 0 | Nov-Mar |  |  |  |  | 3 | 1 | 1 | 1 | 1 | 1 | 1 | 1 | 1 | 1
2 | 10000 | 0 | [9 empty] | 4 | 1 | 1 | 1 | 1 | 1 | 1 | 1 | 1 | 1
3 | 10000 | 0 | [6 empty] | Discount Scenarios |  |  | 5 | 1 | 1 | 1 | 1 | 1 | 1 | 1 | 1 | 1
4 | 10000 | 0 |  |  | Vols are not effected, they remain flat | [6 empty] | 6 | 1 | 1 | 1 | 1 | 1 | 1 | 1 | 1 | 1
5 | 10000 | 0 |  |  | Back end Curve escalation/descension | [6 empty] | 7 | 1 | 1 | 1 | 1 | 1 | 1 | 1 | 1 | 1
6 | 10000 | 0 |  | Power | 1 |  |  |  | Bid, Mid, Offer |  |  | 8 | 1 | 1 | 1 | 1 | 1 | 1 | 1 | 1 | 1
7 | 10000 | 0 |  |  | 1 = Flat curve | [5 empty] | Bid = Pwr Bid, Gas Offer | 9 | 1 | 1 | 1 | 1 | 1 | 1 | 1 | 1 | 1
8 | 10000 | 0 |  |  | > 1 escalation | [5 empty] | Offer = Pwr Offer, Gas Bid | 10 | 1 | 1 | 1 | 1 | 1 | 1 | 1 | 1 | 1
9 | 10000 | 0 |  |  | < 1 descension |  |  |  | Plant Operation |  |  | 11 | 1 | 1 | 1 | 1 | 1 | 1 | 1 | 1 | 1
10 | 10000 | 0 |  | Gas | 1 | [6 empty] | 12 | 1 | 1 | 1 | 1 | 1 | 1 | 1 | 1 | 1
11 | 10000 | 0 |  |  | Gas Bid-Mid-Offer Sprd
12 | 10000 | 0 |  |  | 0.01
[5 empty] | Always Enter a Positive Number |  |  | Still Working on this, not totally functional yet
Month | Vol Scalar | Curve Adj | [5 empty] | Coming Later 2000
1 | 1 | 100%
2 | 1 | 100% |  |  | Availability
3 | 1 | 100% |  |  | 100% |  |  | Total Value | #N/A
4 | 1 | 100% |  |  | Reduces MW |  |  | Levelized $/Kwm | #N/A
5 | 1 | 100%
6 | 1 | 100% | [5 empty] | $/Kw | #N/A | Cost to Build equivalent
7 | 1 | 100%
8 | 1 | 100%
9 | 1 | 100%
10 | 1 | 100%
11 | 1 | 100%
12 | 1 | 100%
DO NOT TOUCH
Combined Cycle
| Max | Min
Month | Heat Rates | Heat Rates
1 | 10000 | 0
2 | 10000 | 0
3 | 10000 | 0
4 | 10000 | 0
5 | 10000 | 0
6 | 10000 | 0
7 | 10000 | 0
8 | 10000 | 0
9 | 10000 | 0
10 | 10000 | 0
11 | 10000 | 0
12 | 10000 | 0
Use Gas Basis
Power Curve Refresh
Gas Curve Pull/Refresh
Use Vol Smile

## Power Curves
Int Rates Curve |  | Forward Power Price Curves, Volatilities and Price Profile
[14 empty] | Last Date Of Pwr Curve: |  |  | 2019-04-01 | [44 empty] | Basis Table
2001-02-01 | 6.121% | REGION 1B | NEPOOL |  | 2000-10-06 | [56 empty] | 1 BUSBAR | 2
2001-03-01 | 5.968% | [17 empty] | Monthly Volatilities | [5 empty] | Intra-Month Volatilties | [36 empty] | Region | #
2001-04-01 | 5.842% |  |  | PEAK |  |  | OFF-PEAK |  |  |  | Saturday |  |  | Sunday |  |  | Capacity |  |  | Peak |  |  | OffPeak |  |  | Peak |  |  | OffPeak |  | Group | Prudent | [15 empty] | Correlation | [13 empty] | No Basis
2001-05-01 | 5.762% |  | Bid | Mid | Offer | Bid | Mid | Offer |  | Bid | Mid | Offer | Bid | Mid | Offer | Bid | Mid | Offer | Bid | Mid | Offer | Bid | Mid | Offer | Bid | Mid | Offer | Bid | Mid | Offer | Code | Factor |  | Start | End | [12 empty] | Gas-Power |  |  | This Section Needed for Bid,Mid,Offer Toggle |  | This Section Needed for Curve Extension |  |  |  | This Section Needed for Curve Extension |  |  |  |  | 1 BUSBAR | 1
2001-06-01 | 5.695% |  | ($/MWH) | ($/MWH) | ($/MWH) | ($/MWH) | ($/MWH) | ($/MWH) |  | ($/MWH) | ($/MWH) | ($/MWH) | ($/MWH) | ($/MWH) | ($/MWH) | ($/MWH) | ($/MWH) | ($/MWH) | [14 empty] | Peak | 800 | 2300 | [14 empty] | Intra-Month Volatilities |  |  |  | Monthly Vols |  |  | Correlation |  |  |  |  | 2 MID COLUMBIA | 2
2001-07-01 | 5.635% | Month | [6 empty] | Month | [23 empty] | Daily Price Profile | [13 empty] | Month |  |  | Bid | Mid | Offer | Bid | Mid | Offer |  |  |  | Delivery Point | Region | 3 | 3 MIDWAY | 3
2001-08-01 | 5.582% | 2000-10-07 | 55.5 | 56 | 56.6 | 26.75 | 27 | 27.3 | 2000-09-01 | 0 | 0 | 0 | 0 | 0 | 0 | 2.75 | 2.75 | 2.75 | 0.28525 | 0.5705 | 0.85575 | 0.04 | 0.08 | 0.12 | -0.5 | 3 | 0.5 | -0.15 | 0.4 | 0.2 | 1 | 0 |  | Jan | Feb | Mar | Apr | May | Jun | Jul | Aug | Sep | Oct | Nov | Dec |  | 2000-09-01 | 90% | 2000-09-01 | 2.5 | 3 | 3.5 | 0.28525 | 0.5705 | 0.85575 | 2000-09-01 | 90% | 1 | Con. Edison | 1 NY East | 1 | 4 MEAD | 4
2001-09-01 | 5.529% | 2000-10-08 | 55.5 | 56 | 56.6 | 26.75 | 27 | 27.3 | 2000-10-01 | 0 | 0 | 0 | 0 | 0 | 0 | 2.75 | 2.75 | 2.75 | 0.21275 | 0.4255 | 0.63825 | 0.03 | 0.06 | 0.09 | -0.25 | 1.5 | 0.3 | -0.15 | 0.35 | 0.2 | 1 | 0 | HR | [12 empty] | P/OP | 2000-10-01 | 90% | 2000-10-01 | 1.25 | 1.5 | 1.8 | 0.21275 | 0.4255 | 0.63825 | 2000-10-01 | 90% | 2 | PJM West | 1A PJM | 1A | 5 PALO VERDE | 5
2001-10-01 | 5.485% | 2000-10-09 | 60.5 | 61 | 61.6 | 26.75 | 27 | 27.3 | 2000-11-01 | 29.7 | 30.075 | 30.525 | 22.9 | 26.9 | 27.125 | 2.75 | 2.75 | 2.75 | 0.20125 | 0.4025 | 0.60375 | 0.03 | 0.06 | 0.09 | -0.25 | 1.7 | 0.3 | -0.15 | 0.3 | 0.2 | 2 | 0 | 100 | 0.84009 | 0.84009 | 0.88009 | 0.93009 | 0.99487 | 1.1566 | 1.1151 | 1.0916 | 0.99665 | 0.9495 | 0.9295 | 0.9295 | 2 | 2000-11-01 | 90% | 2000-11-01 | 1.45 | 1.7 | 2 | 0.20125 | 0.4025 | 0.60375 | 2000-11-01 | 90% | 3 | Card Street | 1B NEPOOL | 1B | 6 FOUR CORNERS | 6
2001-11-01 | 5.452% | 2000-10-10 | 61.5 | 62 | 62.6 | 26.75 | 27 | 27.3 | 2000-12-01 | 30.6 | 30.975 | 31.425 | 23.7 | 27.7 | 27.925 | 2.75 | 2.75 | 2.75 | 0.21275 | 0.4255 | 0.63825 | 0.03 | 0.06 | 0.09 | -0.25 | 1.7 | 0.35 | -0.15 | 0.3 | 0.2 | 2 | 0 | 200 | 0.82217 | 0.82217 | 0.83217 | 0.88217 | 0.89614 | 0.95826 | 1.0186 | 0.98542 | 0.87438 | 0.9012 | 0.8812 | 0.8812 | 2 | 2000-12-01 | 90% | 2000-12-01 | 1.45 | 1.7 | 2.05 | 0.21275 | 0.4255 | 0.63825 | 2000-12-01 | 90% | 4 | NY West | 1C NY West | 1C | 7 CRAIG | 7
2001-12-01 | 5.42% | 2000-10-11 | 61.5 | 62 | 62.6 | 26.75 | 27 | 27.3 | 2001-01-01 | 59.6295 | 60.3045 | 60.9045 | 52.604 | 56.604 | 56.904 | 2.505 | 2.505 | 2.505 | 0.2505 | 0.501 | 0.7515 | 0.0343 | 0.0686 | 0.1029 | -0.75 | 2.75 | 0.75 | -0.15 | 0.5 | 0.2 | 2 | 0 | 300 | 0.7467 | 0.7467 | 0.7967 | 0.8467 | 0.84809 | 0.80551 | 0.97054 | 0.88496 | 0.81995 | 0.8657 | 0.8457 | 0.8457 | 2 | 2001-01-01 | 90% | 2001-01-01 | 2 | 2.75 | 3.5 | 0.2505 | 0.501 | 0.7515 | 2001-01-01 | 90% | 5 |  | 1D East Hub | 1D | 8 NW DELV | 8
2002-01-01 | 5.398% | 2000-10-12 | 61.5 | 62 | 62.6 | 26.75 | 27 | 27.3 | 2001-02-01 | 59.1045 | 59.6295 | 60.2295 | 52.004 | 56.004 | 56.304 | 2.505 | 2.505 | 2.505 | 0.242 | 0.484 | 0.726 | 0.0343 | 0.0686 | 0.1029 | -0.75 | 2.75 | 0.75 | -0.15 | 0.5 | 0.2 | 3 | 0.15 | 400 | 0.7462 | 0.7462 | 0.7972 | 0.8472 | 0.82223 | 0.74778 | 0.87401 | 0.83261 | 0.8321 | 0.8662 | 0.8462 | 0.8462 | 2 | 2001-02-01 | 90% | 2001-02-01 | 2 | 2.75 | 3.5 | 0.242 | 0.484 | 0.726 | 2001-02-01 | 90% | 6 |  | 1E West Hub | 1E | 10 Into EEI-R4 | 10
2002-02-01 | 5.392% | 2000-10-13 | 61.5 | 62 | 62.6 | 26.75 | 27 | 27.3 | 2001-03-01 | 43.25 | 43.775 | 44.375 | 36.8 | 40.8 | 41.1 | 2 | 2 | 2 | 0.18175 | 0.3635 | 0.54525 | 0.03 | 0.06 | 0.09 | -0.25 | 1.6 | 0.3 | -0.15 | 0.35 | 0.2 | 3 | 0.15 | 500 | 0.7665 | 0.7665 | 0.85749 | 0.90749 | 0.89014 | 0.81113 | 0.82966 | 0.86427 | 0.89842 | 0.9265 | 0.9065 | 0.9065 | 2 | 2001-03-01 | 90% | 2001-03-01 | 1.35 | 1.6 | 1.9 | 0.18175 | 0.3635 | 0.54525 | 2001-03-01 | 90% | 7 |  | 1F Firm LD | 1F | 11 WISCONSIN-R4 | 11
2002-03-01 | 5.386% | 2000-10-14 | 47.5 | 48 | 48.6 | 26.75 | 27 | 27.3 | 2001-04-01 | 42.425 | 43.1 | 43.7 | 36.2 | 40.2 | 40.5 | 2.15 | 2.15 | 2.15 | 0.1815 | 0.363 | 0.5445 | 0.03 | 0.06 | 0.09 | -0.25 | 1.7 | 0.3 | -0.15 | 0.35 | 0.2 | 3 | 0.15 | 600 | 0.8234 | 0.8234 | 0.99535 | 1.0454 | 1.0792 | 0.98964 | 0.91466 | 0.96024 | 1.0397 | 1.0644 | 1.0444 | 1.0444 | 2 | 2001-04-01 | 90% | 2001-04-01 | 1.45 | 1.7 | 2 | 0.1815 | 0.363 | 0.5445 | 2001-04-01 | 90% | 8 |  | 1H NE Dispatch | 1H | 12 MICHIGAN-R4 | 12
2002-04-01 | 5.381% | 2000-10-15 | 47.5 | 48 | 48.6 | 26.75 | 27 | 27.3 | 2001-05-01 | 46.025 | 46.7 | 47.825 | 39.4 | 43.4 | 43.9625 | 2.25 | 2.25 | 2.25 | 0.2085 | 0.417 | 0.6255 | 0.0343 | 0.0686 | 0.1029 | -0.25 | 2 | 0.3 | -0.15 | 0.5 | 0.2 | 4 | 0.15 | 700 | 2.03 | 2.03 | 1.796 | 1.491 | 1.2913 | 1.1347 | 1.0158 | 1.1173 | 1.4138 | 1.376 | 1.496 | 1.496 | 2 | 2001-05-01 | 90% | 2001-05-01 | 1.75 | 2 | 2.3 | 0.2085 | 0.417 | 0.6255 | 2001-05-01 | 90% | 9 |  | 1Z In City NY | 1Z | 14 EAST NY-R1A | 14
2002-05-01 | 5.378% | 2000-10-16 | 63.25 | 63.75 | 64.35 | 26.75 | 27 | 27.3 | 2001-06-01 | 53.05 | 54.4 | 56.125 | 45.8 | 49.8 | 50.6625 | 2.45 | 2.45 | 2.45 | 0.25525 | 0.5105 | 0.76575 | 0.0441 | 0.0882 | 0.1323 | -0.35 | 3.25 | 0.3 | -0.15 | 0.65 | 0.2 | 4 | 0.15 | 800 | 1.1 | 1.1 | 1.1359 | 1.1233 | 0.75 | 0.55 | 0.4 | 0.4 | 0.65 | 1.0615 | 1.0715 | 1.0875 | 1 | 2001-06-01 | 90% | 2001-06-01 | 2.9 | 3.25 | 3.55 | 0.25525 | 0.5105 | 0.76575 | 2001-06-01 | 90% | 10 | ECAR | 2 ECAR | 2 | 15 EASTERN ECAR-R1A | 15
2002-06-01 | 5.375% | 2000-10-17 | 63.25 | 63.75 | 64.35 | 26.75 | 27 | 27.3 | 2001-07-01 | 61.2 | 64.5 | 68.175 | 54 | 58 | 59.8375 | 2.75 | 2.75 | 2.75 | 0.28525 | 0.5705 | 0.85575 | 0.0588 | 0.1176 | 0.1764 | -0.35 | 5 | 0.5 | -0.15 | 0.75 | 0.2 | 4 | 0.15 | 900 | 1.3 | 1.3 | 1.1898 | 1.1413 | 0.75 | 0.55 | 0.4 | 0.4 | 0.65 | 1.1326 | 1.1426 | 1.1638 | 1 | 2001-07-01 | 90% | 2001-07-01 | 4.65 | 5 | 5.5 | 0.28525 | 0.5705 | 0.85575 | 2001-07-01 | 90% | 11 | Into AEP | 2A AEP | 2A | OTHER
2002-07-01 | 5.375% | 2000-10-18 | 63.25 | 63.75 | 64.35 | 26.75 | 27 | 27.3 | 2001-08-01 | 58.85 | 62.15 | 65.825 | 51.7 | 55.7 | 57.5375 | 2.75 | 2.75 | 2.75 | 0.279 | 0.558 | 0.837 | 0.0588 | 0.1176 | 0.1764 | -0.35 | 5 | 0.5 | -0.15 | 0.75 | 0.2 | 5 | 0.15 | 1000 | 1.3 | 1.3 | 1.1862 | 1.0938 | 0.75 | 0.55 | 0.4 | 0.4 | 0.65 | 1.1291 | 1.1352 | 1.1579 | 1 | 2001-08-01 | 90% | 2001-08-01 | 4.65 | 5 | 5.5 | 0.279 | 0.558 | 0.837 | 2001-08-01 | 90% | 12 | Eastern ECAR | 2B Eastern ECAR | 2B
2002-08-01 | 5.38% | 2000-10-19 | 63.25 | 63.75 | 64.35 | 26.75 | 27 | 27.3 | 2001-09-01 | 30.575 | 31.925 | 33.05 | 25.4 | 29.4 | 29.9625 | 2.25 | 2.25 | 2.25 | 0.19025 | 0.3805 | 0.57075 | 0.0392 | 0.0784 | 0.1176 | -0.35 | 2.2 | 0.3 | -0.15 | 0.4 | 0.2 | 5 | 0.15 | 1100 | 0.8 | 0.8 | 1.1653 | 1.1163 | 0.75 | 0.55 | 0.4 | 0.4 | 0.65 | 1.1227 | 1.1133 | 1.1327 | 1 | 2001-09-01 | 90% | 2001-09-01 | 1.85 | 2.2 | 2.5 | 0.19025 | 0.3805 | 0.57075 | 2001-09-01 | 90% | 13 | Southern Co. | 3 SERC | 3
2002-09-01 | 5.384% | 2000-10-20 | 63.25 | 63.75 | 64.35 | 26.75 | 27 | 27.3 | 2001-10-01 | 27.25 | 27.925 | 28.6 | 20.9 | 24.9 | 25.2375 | 2.25 | 2.25 | 2.25 | 0.16925 | 0.3385 | 0.50775 | 0.0294 | 0.0588 | 0.0882 | -0.25 | 1.4 | 0.3 | -0.15 | 0.35 | 0.2 | 5 | 0.15 | 1200 | 0.8 | 0.8 | 0.8904 | 1.1185 | 1 | 1.2 | 1.3 | 1.3 | 1.3 | 0.9474 | 0.9374 | 0.9204 | 1 | 2001-10-01 | 90% | 2001-10-01 | 1.15 | 1.4 | 1.7 | 0.16925 | 0.3385 | 0.50775 | 2001-10-01 | 90% | 14 | Florida Georgia Border | 3A Florida Georgia Border | 3A
2002-10-01 | 5.39% | 2000-10-21 | 47.5 | 48 | 48.6 | 26.75 | 27 | 27.3 | 2001-11-01 | 29.6 | 30.275 | 30.95 | 23.1 | 27.1 | 27.4375 | 2.25 | 2.25 | 2.25 | 0.16925 | 0.3385 | 0.50775 | 0.0294 | 0.0588 | 0.0882 | -0.25 | 1.4 | 0.3 | -0.15 | 0.3 | 0.2 | 6 | 0.15 | 1300 | 0.8 | 0.8 | 0.8648 | 1.0164 | 1 | 1.2 | 1.3 | 1.3 | 1.3 | 0.8899 | 0.8829 | 0.8749 | 1 | 2001-11-01 | 90% | 2001-11-01 | 1.15 | 1.4 | 1.7 | 0.16925 | 0.3385 | 0.50775 | 2001-11-01 | 90% | 15 | TVA | 3B TVA | 3B
2002-11-01 | 5.397% | 2000-10-22 | 47.5 | 48 | 48.6 | 26.75 | 27 | 27.3 | 2001-12-01 | 30.2 | 30.875 | 31.55 | 23.6 | 27.6 | 27.9375 | 2.25 | 2.25 | 2.25 | 0.17075 | 0.3415 | 0.51225 | 0.0294 | 0.0588 | 0.0882 | -0.25 | 1.4 | 0.35 | -0.15 | 0.3 | 0.2 | 6 | 0.15 | 1400 | 0.8 | 0.8 | 0.8372 | 1.0175 | 1.5 | 1.7 | 1.9 | 1.9 | 1.4 | 0.8652 | 0.8592 | 0.8372 | 1 | 2001-12-01 | 90% | 2001-12-01 | 1.15 | 1.4 | 1.75 | 0.17075 | 0.3415 | 0.51225 | 2001-12-01 | 90% | 16 | Into FRCC | 3C Into FRCC | 3C
2002-12-01 | 5.405% | 2000-10-23 | 63.25 | 63.75 | 64.35 | 26.75 | 27 | 27.3 | 2002-01-01 | 32.0545 | 33.1045 | 33.8545 | 25.404 | 29.404 | 29.779 | 2 | 2 | 2 | 0.22545 | 0.4509 | 0.67635 | 0.033614 | 0.067228 | 0.10084 | -0.75 | 2.5 | 0.75 | -0.15 | 0.5 | 0.2 | 6 | 0.15 | 1500 | 0.8 | 0.8 | 0.7951 | 0.95437 | 1.5 | 1.7 | 1.9 | 1.9 | 1.4 | 0.8451 | 0.8391 | 0.7951 | 1 | 2002-01-01 | 90% | 2002-01-01 | 1.75 | 2.5 | 3.25 | 0.22545 | 0.4509 | 0.67635 | 2002-01-01 | 90% | 17 | CINergy | 4 CINergy | 4
2003-01-01 | 5.414% | 2000-10-24 | 63.25 | 63.75 | 64.35 | 26.75 | 27 | 27.3 | 2002-02-01 | 31.6045 | 32.4295 | 33.1795 | 24.804 | 28.804 | 29.179 | 2 | 2 | 2 | 0.2178 | 0.4356 | 0.6534 | 0.033614 | 0.067228 | 0.10084 | -0.75 | 2.5 | 0.75 | -0.15 | 0.5 | 0.2 | 7 | 0.2 | 1600 | 0.8 | 0.8 | 0.7793 | 0.89197 | 1.5 | 1.7 | 1.9 | 1.9 | 1.4 | 0.8393 | 0.8253 | 0.7813 | 1 | 2002-02-01 | 90% | 2002-02-01 | 1.75 | 2.5 | 3.25 | 0.2178 | 0.4356 | 0.6534 | 2002-02-01 | 90% | 18 | NSP | 4A MAPP | 4A
2003-02-01 | 5.425% | 2000-10-25 | 63.25 | 63.75 | 64.35 | 26.75 | 27 | 27.3 | 2002-03-01 | 25.75 | 26.575 | 27.325 | 19.6 | 23.6 | 23.975 | 2 | 2 | 2 | 0.17266 | 0.34532 | 0.51799 | 0.0294 | 0.0588 | 0.0882 | -0.25 | 1.4 | 0.3 | -0.15 | 0.35 | 0.2 | 7 | 0.2 | 1700 | 1.2 | 1.2 | 0.8496 | 0.87001 | 1.5 | 1.7 | 1.9 | 1.9 | 1.4 | 0.8896 | 0.8866 | 0.8796 | 1 | 2002-03-01 | 90% | 2002-03-01 | 1.15 | 1.4 | 1.7 | 0.17266 | 0.34532 | 0.51799 | 2002-03-01 | 90% | 19 | Southern MAPP | 4B Southern MAPP | 4B
2003-03-01 | 5.435% | 2000-10-26 | 63.25 | 63.75 | 64.35 | 26.75 | 27 | 27.3 | 2002-04-01 | 24.85 | 25.9 | 26.65 | 19 | 23 | 23.375 | 2 | 2 | 2 | 0.17242 | 0.34485 | 0.51727 | 0.0294 | 0.0588 | 0.0882 | -0.25 | 1.4 | 0.3 | -0.15 | 0.35 | 0.2 | 7 | 0.2 | 1800 | 1.2 | 1.2 | 1.1583 | 0.8587 | 1 | 1.2 | 1.3 | 1.3 | 1.3 | 1.2001 | 1.2171 | 1.2397 | 1 | 2002-04-01 | 90% | 2002-04-01 | 1.15 | 1.4 | 1.7 | 0.17242 | 0.34485 | 0.51727 | 2002-04-01 | 90% | 20 | COMED | 4C COMED | 4C
2003-04-01 | 5.445% | 2000-10-27 | 63.25 | 63.75 | 64.35 | 26.75 | 27 | 27.3 | 2002-05-01 | 28.45 | 29.5 | 30.925 | 22.2 | 26.2 | 26.9125 | 2 | 2 | 2 | 0.1814 | 0.36279 | 0.54419 | 0.033614 | 0.067228 | 0.10084 | -0.25 | 1.5 | 0.3 | -0.15 | 0.5 | 0.2 | 8 | 0.2 | 1900 | 1.2 | 1.2 | 1.2719 | 0.8541 | 1 | 1.2 | 1.3 | 1.3 | 1.3 | 1.2095 | 1.2269 | 1.2314 | 1 | 2002-05-01 | 90% | 2002-05-01 | 1.25 | 1.5 | 1.8 | 0.1814 | 0.36279 | 0.54419 | 2002-05-01 | 90% | 21 | ENTERGY | 5 Entergy | 5
2003-05-01 | 5.454% | 2000-10-28 | 47.5 | 48 | 48.6 | 26.75 | 27 | 27.3 | 2002-06-01 | 34.275 | 36.3 | 38.475 | 27.7 | 31.7 | 32.7875 | 2 | 2 | 2 | 0.19399 | 0.38798 | 0.58197 | 0.043218 | 0.086436 | 0.12965 | -0.35 | 3 | 0.3 | -0.15 | 0.65 | 0.2 | 8 | 0.2 | 2000 | 1.2 | 1.2 | 1.217 | 0.93681 | 0.75 | 0.55 | 0.4 | 0.4 | 0.65 | 1.1567 | 1.1767 | 1.189 | 1 | 2002-06-01 | 90% | 2002-06-01 | 2.65 | 3 | 3.3 | 0.19399 | 0.38798 | 0.58197 | 2002-06-01 | 90% | 22 | Associated | 5A Associated | 5A
2003-06-01 | 5.462% | 2000-10-29 | 47.5 | 48 | 48.6 | 26.75 | 27 | 27.3 | 2002-07-01 | 40.45 | 45.4 | 50.05 | 34.9 | 38.9 | 41.225 | 2 | 2 | 2 | 0.23105 | 0.46211 | 0.69316 | 0.057624 | 0.11525 | 0.17287 | -0.35 | 3.75 | 0.5 | -0.15 | 0.75 | 0.2 | 8 | 0.2 | 2100 | 1.1 | 1.1 | 1.1451 | 1.1543 | 0.75 | 0.55 | 0.4 | 0.4 | 0.65 | 1.0689 | 1.0889 | 1.1551 | 1 | 2002-07-01 | 90% | 2002-07-01 | 3.4 | 3.75 | 4.25 | 0.23105 | 0.46211 | 0.69316 | 2002-07-01 | 90% | 23 | HL&P | 6 ERCOT | 6
2003-07-01 | 5.47% | 2000-10-30 | 63.25 | 63.75 | 64.35 | 26.75 | 27 | 27.3 | 2002-08-01 | 52.2 | 57.15 | 61.8 | 46.7 | 50.7 | 53.025 | 2 | 2 | 2 | 0.22599 | 0.45198 | 0.67797 | 0.057624 | 0.11525 | 0.17287 | -0.35 | 3.75 | 0.5 | -0.15 | 0.75 | 0.2 | 9 | 0.2 | 2200 | 0.8 | 0.8 | 0.8315 | 0.98358 | 0.75 | 0.55 | 0.4 | 0.4 | 0.65 | 0.8867 | 0.8662 | 0.8515 | 1 | 2002-08-01 | 90% | 2002-08-01 | 3.4 | 3.75 | 4.25 | 0.22599 | 0.45198 | 0.67797 | 2002-08-01 | 90% | 24 | Palo Verde | 7 Palo Verde | 7
2003-08-01 | 5.479% | 2000-10-31 | 63.25 | 63.75 | 64.35 | 26.75 | 27 | 27.3 | 2002-09-01 | 29.8 | 31.825 | 33.25 | 25.3 | 29.3 | 30.0125 | 2 | 2 | 2 | 0.17123 | 0.34245 | 0.51368 | 0.038416 | 0.076832 | 0.11525 | -0.35 | 2 | 0.3 | -0.15 | 0.4 | 0.2 | 9 | 0.2 | 2300 | 0.8 | 0.8 | 0.6825 | 0.86894 | 0.75 | 0.55 | 0.4 | 0.4 | 0.65 | 0.756 | 0.7305 | 0.7025 | 1 | 2002-09-01 | 90% | 2002-09-01 | 1.65 | 2 | 2.3 | 0.17123 | 0.34245 | 0.51368 | 2002-09-01 | 90% | 25 | Rockies | 7A Rockies | 7A
2003-09-01 | 5.487% | 2000-11-01 | 65.5 | 66 | 66.6 | 27.9 | 28.15 | 28.45 | 2002-10-01 | 26.775 | 27.825 | 28.725 | 20.8 | 24.8 | 25.25 | 2 | 2 | 2 | 0.14809 | 0.29619 | 0.44428 | 0.028812 | 0.057624 | 0.086436 | -0.25 | 1.25 | 0.3 | -0.15 | 0.35 | 0.2 | 9 | 0.2 | 2400 | 1.225 | 1.225 | 1.045 | 1.0497 | 1.178 | 1.3964 | 1.2617 | 1.2636 | 1.125 | 1.0505 | 1.0505 | 1.0505 | 2 | 2002-10-01 | 90% | 2002-10-01 | 1 | 1.25 | 1.55 | 0.14809 | 0.29619 | 0.44428 | 2002-10-01 | 90% | 26 | COB | 8 COB | 8
2003-10-01 | 5.495% | 2000-11-02 | 65.5 | 66 | 66.6 | 27.9 | 28.15 | 28.45 | 2002-11-01 | 29.125 | 30.175 | 31.075 | 23 | 27 | 27.45 | 2 | 2 | 2 | 0.14809 | 0.29619 | 0.44428 | 0.028812 | 0.057624 | 0.086436 | -0.25 | 1.25 | 0.3 | -0.15 | 0.3 | 0.2 | 10 | 0.2 | [14 empty] | 2002-11-01 | 90% | 2002-11-01 | 1 | 1.25 | 1.55 | 0.14809 | 0.29619 | 0.44428 | 2002-11-01 | 90% | 27 | Mid Columbia | 9 Mid Columbia | 9
2003-11-01 | 5.504% | 2000-11-03 | 65.5 | 66 | 66.6 | 27.9 | 28.15 | 28.45 | 2002-12-01 | 29.725 | 30.775 | 31.675 | 23.5 | 27.5 | 27.95 | 2 | 2 | 2 | 0.14514 | 0.29028 | 0.43541 | 0.028812 | 0.057624 | 0.086436 | -0.25 | 1.3 | 0.35 | -0.15 | 0.3 | 0.2 | 10 | 0.2 | Volatility Smile | Mar: Price Sensitivies |  | 2002-12-01 | 90% | 2002-12-01 | 1.05 | 1.3 | 1.65 | 0.14514 | 0.29028 | 0.43541 | 2002-12-01 | 90% | 28 | NP-15 | 10 NP-15 | 10
2003-12-01 | 5.512% | 2000-11-04 | 47.5 | 48 | 48.6 | 27.9 | 28.15 | 28.45 | 2003-01-01 | 30.5295 | 32.1045 | 33.042 | 24.404 | 28.404 | 28.8727 | 2 | 2 | 2 | 0.21418 | 0.42835 | 0.64253 | 0.032942 | 0.065883 | 0.098825 | -0.75 | 2 | 0.75 | -0.15 | 0.5 | 0.2 | 10 | 0.2 | -5 | Jan: 1.5%; Mar: 1 |  | 2003-01-01 | 90% | 2003-01-01 | 1.25 | 2 | 2.75 | 0.21418 | 0.42835 | 0.64253 | 2003-01-01 | 90% | 29 | SP-15 | 11 SP-15 | 11
2004-01-01 | 5.521% | 2000-11-05 | 47.5 | 48 | 48.6 | 27.9 | 28.15 | 28.45 | 2003-02-01 | 30.192 | 31.4295 | 32.367 | 23.804 | 27.804 | 28.2727 | 2 | 2 | 2 | 0.20691 | 0.41382 | 0.62073 | 0.032942 | 0.065883 | 0.098825 | -0.75 | 2 | 0.75 | -0.15 | 0.5 | 0.2 | 11 | 0.3 | -4.5 | Jan: 1.5%; Mar: 2 |  | 2003-02-01 | 90% | 2003-02-01 | 1.25 | 2 | 2.75 | 0.20691 | 0.41382 | 0.62073 | 2003-02-01 | 90%
2004-02-01 | 5.531% | 2000-11-06 | 65.5 | 66 | 66.6 | 27.9 | 28.15 | 28.45 | 2003-03-01 | 24.3375 | 25.575 | 26.5125 | 18.6 | 22.6 | 23.0687 | 2 | 2 | 2 | 0.16403 | 0.32806 | 0.49209 | 0.028812 | 0.057624 | 0.086436 | -0.25 | 1.3 | 0.3 | -0.15 | 0.35 | 0.2 | 11 | 0.3 | -4 | Jan: 1.25%; Mar: 3 |  | 2003-03-01 | 90% | 2003-03-01 | 1.05 | 1.3 | 1.6 | 0.16403 | 0.32806 | 0.49209 | 2003-03-01 | 90%
2004-03-01 | 5.54% | 2000-11-30 | 65.5 | 66 | 66.6 | 27.9 | 28.15 | 28.45 | 2003-04-01 | 23.325 | 24.9 | 25.8375 | 18 | 22 | 22.4688 | 2 | 2 | 2 | 0.1638 | 0.32761 | 0.49141 | 0.028812 | 0.057624 | 0.086436 | -0.25 | 1.1 | 0.3 | -0.15 | 0.35 | 0.2 | 11 | 0.3 | -3.5 | Jan: 1.25%; Mar: 4 |  | 2003-04-01 | 90% | 2003-04-01 | 0.85 | 1.1 | 1.4 | 0.1638 | 0.32761 | 0.49141 | 2003-04-01 | 90%
2004-04-01 | 5.548% | 2000-12-01 | 70 | 70.5 | 71.1 | 28.15 | 28.4 | 28.7 | 2003-05-01 | 26.925 | 28.5 | 30.285 | 21.2 | 25.2 | 26.0925 | 2 | 2 | 2 | 0.17233 | 0.34465 | 0.51698 | 0.032942 | 0.065883 | 0.098825 | -0.25 | 1.1 | 0.3 | -0.15 | 0.5 | 0.2 | 12 | 0.3 | -3 | Jan: 1%; Mar: 10 |  | 2003-05-01 | 90% | 2003-05-01 | 0.85 | 1.1 | 1.4 | 0.17233 | 0.34465 | 0.51698 | 2003-05-01 | 90%
2004-05-01 | 5.556% | 2001-01-01 | 92.1 | 93 | 93.8 | 53.05 | 53.5 | 53.9 | 2003-06-01 | 32.2625 | 35.3 | 38.0225 | 26.7 | 30.7 | 32.0613 | 2 | 2 | 2 | 0.18429 | 0.36858 | 0.55287 | 0.042354 | 0.084707 | 0.12706 | -0.35 | 2 | 0.3 | -0.15 | 0.65 | 0.2 | 12 | 0.3 | -2.5 | Jan: 0.5%; Mar: 0 |  | 2003-06-01 | 90% | 2003-06-01 | 1.65 | 2 | 2.3 | 0.18429 | 0.36858 | 0.55287 | 2003-06-01 | 90%
2004-06-01 | 5.563% | 2001-02-01 | 92.3 | 93 | 93.8 | 53 | 53.35 | 53.75 | 2003-07-01 | 34.975 | 42.4 | 48.2125 | 31.9 | 35.9 | 38.8063 | 2 | 2 | 2 | 0.2195 | 0.439 | 0.6585 | 0.056472 | 0.11294 | 0.16941 | -0.35 | 3 | 0.5 | -0.15 | 0.75 | 0.2 | 12 | 0.3 | -2 | Jan: 0.25%; Mar: 0 |  | 2003-07-01 | 90% | 2003-07-01 | 2.65 | 3 | 3.5 | 0.2195 | 0.439 | 0.6585 | 2003-07-01 | 90%
2004-07-01 | 5.57% | 2001-03-01 | 63.05 | 63.75 | 64.55 | 41.9 | 42.25 | 42.65 | 2003-08-01 | 46.725 | 54.15 | 59.9625 | 43.7 | 47.7 | 50.6063 | 2 | 2 | 2 | 0.21469 | 0.42938 | 0.64407 | 0.056472 | 0.11294 | 0.16941 | -0.35 | 3 | 0.5 | -0.15 | 0.75 | 0.2 | 13 | 0.3 | -1.5 | Jan: 0%; Mar: 0 |  | 2003-08-01 | 90% | 2003-08-01 | 2.65 | 3 | 3.5 | 0.21469 | 0.42938 | 0.64407 | 2003-08-01 | 90%
2004-08-01 | 5.578% | 2001-04-01 | 56.1 | 57 | 57.8 | 40.55 | 41 | 41.4 | 2003-09-01 | 27.7875 | 30.825 | 32.61 | 24.3 | 28.3 | 29.1925 | 2 | 2 | 2 | 0.16266 | 0.32533 | 0.48799 | 0.037648 | 0.075295 | 0.11294 | -0.35 | 1.5 | 0.3 | -0.15 | 0.4 | 0.2 | 13 | 0.3 | -1 | Jan: 0%; Mar: 0 |  | 2003-09-01 | 90% | 2003-09-01 | 1.15 | 1.5 | 1.8 | 0.16266 | 0.32533 | 0.48799 | 2003-09-01 | 90%
2004-09-01 | 5.585% | 2001-05-01 | 62.6 | 63.5 | 65 | 41.55 | 42 | 42.75 | 2003-10-01 | 25.25 | 26.825 | 27.95 | 19.8 | 23.8 | 24.3625 | 2 | 2 | 2 | 0.14069 | 0.28138 | 0.42207 | 0.028236 | 0.056472 | 0.084707 | -0.25 | 1.1 | 0.3 | -0.15 | 0.35 | 0.2 | 13 | 0.3 | -0.5 | Jan: 0%; Mar: 0 |  | 2003-10-01 | 90% | 2003-10-01 | 0.85 | 1.1 | 1.4 | 0.14069 | 0.28138 | 0.42207 | 2003-10-01 | 90%
2004-10-01 | 5.592% | 2001-06-01 | 73.2 | 75 | 77.3 | 42.725 | 43.625 | 44.775 | 2003-11-01 | 27.6 | 29.175 | 30.3 | 22 | 26 | 26.5625 | 2 | 2 | 2 | 0.14069 | 0.28138 | 0.42207 | 0.028236 | 0.056472 | 0.084707 | -0.25 | 1.25 | 0.3 | -0.15 | 0.3 | 0.2 | 14 | 0.3 | 0 | Jan: 0%; Mar: 0 |  | 2003-11-01 | 90% | 2003-11-01 | 1 | 1.25 | 1.55 | 0.14069 | 0.28138 | 0.42207 | 2003-11-01 | 90%
2004-11-01 | 5.6% | 2001-07-01 | 96.6 | 101 | 105.9 | 44.15 | 46.35 | 48.8 | 2003-12-01 | 28.2 | 29.775 | 30.9 | 22.5 | 26.5 | 27.0625 | 2 | 2 | 2 | 0.13788 | 0.27576 | 0.41364 | 0.028236 | 0.056472 | 0.084707 | -0.25 | 1.25 | 0.35 | -0.15 | 0.3 | 0.2 | 14 | 0.3 | 1 | Jan: 0%; Mar: 0 |  | 2003-12-01 | 90% | 2003-12-01 | 1 | 1.25 | 1.6 | 0.13788 | 0.27576 | 0.41364 | 2003-12-01 | 90%
2004-12-01 | 5.607% | 2001-08-01 | 96.6 | 101 | 105.9 | 39.2 | 41.4 | 43.85 | 2004-01-01 | 30.7295 | 32.3045 | 33.3395 | 24.404 | 28.404 | 28.9215 | 0 | 0 | 0 | 0.20347 | 0.40694 | 0.61041 | 0.032283 | 0.064566 | 0.096849 | -0.75 | 2 | 0.75 | -0.15 | 0.5 | 0.2 | 14 | 0.3 | 2 | Jan: 0%; Mar: 0 |  | 2004-01-01 | 90% | 2004-01-01 | 1.25 | 2 | 2.75 | 0.20347 | 0.40694 | 0.61041 | 2004-01-01 | 90%
2005-01-01 | 5.615% | 2001-09-01 | 56.45 | 58.25 | 59.75 | 27.75 | 28.65 | 29.4 | 2004-02-01 | 30.392 | 31.6295 | 32.6645 | 23.804 | 27.804 | 28.3215 | 0 | 0 | 0 | 0.19656 | 0.39313 | 0.58969 | 0.032283 | 0.064566 | 0.096849 | -0.75 | 2 | 0.75 | -0.15 | 0.5 | 0.2 | 15 | 0.4 | 3 | Jan: 1%; Mar: 0 |  | 2004-02-01 | 90% | 2004-02-01 | 1.25 | 2 | 2.75 | 0.19656 | 0.39313 | 0.58969 | 2004-02-01 | 90%
2005-02-01 | 5.623% | 2001-10-01 | 52.1 | 53 | 53.9 | 26.2 | 26.65 | 27.1 | 2004-03-01 | 24.5375 | 25.775 | 26.81 | 18.6 | 22.6 | 23.1175 | 0 | 0 | 0 | 0.15583 | 0.31166 | 0.46748 | 0.028236 | 0.056472 | 0.084707 | -0.25 | 1.3 | 0.3 | -0.15 | 0.35 | 0.2 | 15 | 0.4 | 4 | Jan: 1.5%; Mar: 0 |  | 2004-03-01 | 90% | 2004-03-01 | 1.05 | 1.3 | 1.6 | 0.15583 | 0.31166 | 0.46748 | 2004-03-01 | 90%
2005-03-01 | 5.631% | 2001-11-01 | 52.1 | 53 | 53.9 | 26.95 | 27.4 | 27.85 | 2004-04-01 | 23.525 | 25.1 | 26.135 | 18 | 22 | 22.5175 | 0 | 0 | 0 | 0.15561 | 0.31123 | 0.46684 | 0.028236 | 0.056472 | 0.084707 | -0.25 | 1.1 | 0.3 | -0.15 | 0.35 | 0.2 | 15 | 0.4 | 5 | Jan: 1.75%; Mar: 0 |  | 2004-04-01 | 90% | 2004-04-01 | 0.85 | 1.1 | 1.4 | 0.15561 | 0.31123 | 0.46684 | 2004-04-01 | 90%
2005-04-01 | 5.638% | 2001-12-01 | 52.1 | 53 | 53.9 | 26.85 | 27.3 | 27.75 | 2004-05-01 | 27.125 | 28.7 | 30.665 | 21.2 | 25.2 | 26.1825 | 0 | 0 | 0 | 0.16371 | 0.32742 | 0.49113 | 0.032283 | 0.064566 | 0.096849 | -0.25 | 1.1 | 0.3 | -0.15 | 0.5 | 0.2 | 16 | 0.4 | 6 | Jan: 2.5%; Mar: 0 |  | 2004-05-01 | 90% | 2004-05-01 | 0.85 | 1.1 | 1.4 | 0.16371 | 0.32742 | 0.49113 | 2004-05-01 | 90%
2005-05-01 | 5.644% | 2002-01-01 | 66.1 | 67.5 | 68.5 | 27.15 | 27.85 | 28.35 | 2004-06-01 | 32.4625 | 35.5 | 38.5 | 26.7 | 30.7 | 32.2 | 0 | 0 | 0 | 0.17508 | 0.35015 | 0.52523 | 0.041507 | 0.083013 | 0.12452 | -0.35 | 2 | 0.3 | -0.15 | 0.65 | 0.2 | 16 | 0.4 | 7 | Jan: 3.5%; Mar: 0 |  | 2004-06-01 | 90% | 2004-06-01 | 1.65 | 2 | 2.3 | 0.17508 | 0.35015 | 0.52523 | 2004-06-01 | 90%
2005-06-01 | 5.651% | 2002-02-01 | 66.4 | 67.5 | 68.5 | 23.95 | 24.5 | 25 | 2004-07-01 | 34.475 | 41.9 | 48.2975 | 31.9 | 35.9 | 39.0988 | 0 | 0 | 0 | 0.20852 | 0.41705 | 0.62557 | 0.055342 | 0.11068 | 0.16603 | -0.35 | 3 | 0.5 | -0.15 | 0.75 | 0.2 | 16 | 0.4 | 8 | Jan: 4%; Mar: 0 |  | 2004-07-01 | 90% | 2004-07-01 | 2.65 | 3 | 3.5 | 0.20852 | 0.41705 | 0.62557 | 2004-07-01 | 90%
2005-07-01 | 5.657% | 2002-03-01 | 48.9 | 50 | 51 | 24.35 | 24.9 | 25.4 | 2004-08-01 | 46.225 | 53.65 | 60.0475 | 43.7 | 47.7 | 50.8988 | 0 | 0 | 0 | 0.20396 | 0.40791 | 0.61187 | 0.055342 | 0.11068 | 0.16603 | -0.35 | 3 | 0.5 | -0.15 | 0.75 | 0.2 | 17 | 0.4 | 9 | Jan: 5.5%; Mar: 0 |  | 2004-08-01 | 90% | 2004-08-01 | 2.65 | 3 | 3.5 | 0.20396 | 0.40791 | 0.61187 | 2004-08-01 | 90%
2005-08-01 | 5.663% | 2002-04-01 | 45.1 | 46.5 | 47.5 | 21.95 | 22.65 | 23.15 | 2004-09-01 | 27.9875 | 31.025 | 32.99 | 24.3 | 28.3 | 29.2825 | 0 | 0 | 0 | 0.15453 | 0.30906 | 0.46359 | 0.036895 | 0.073789 | 0.11068 | -0.35 | 1.5 | 0.3 | -0.15 | 0.4 | 0.2 | 17 | 0.4 | 10 | [13 empty] | 2004-09-01 | 90% | 2004-09-01 | 1.15 | 1.5 | 1.8 | 0.15453 | 0.30906 | 0.46359 | 2004-09-01 | 90% | bar: Jan
2005-09-01 | 5.669% | 2002-05-01 | 49.6 | 51 | 52.9 | 22.95 | 23.65 | 24.6 | 2004-10-01 | 25.45 | 27.025 | 28.2625 | 19.8 | 23.8 | 24.4188 | 0 | 0 | 0 | 0.13365 | 0.26731 | 0.40096 | 0.027671 | 0.055342 | 0.083013 | -0.25 | 1.1 | 0.3 | -0.15 | 0.35 | 0.2 | 17 | 0.4 | [14 empty] | 2004-10-01 | 90% | 2004-10-01 | 0.85 | 1.1 | 1.4 | 0.13365 | 0.26731 | 0.40096 | 2004-10-01 | 90%
2005-10-01 | 5.675% | 2002-06-01 | 59.3 | 62 | 64.9 | 22.675 | 24.025 | 25.475 | 2004-11-01 | 27.8 | 29.375 | 30.6125 | 22 | 26 | 26.6188 | 0 | 0 | 0 | 0.13365 | 0.26731 | 0.40096 | 0.027671 | 0.055342 | 0.083013 | -0.25 | 1.25 | 0.3 | -0.15 | 0.3 | 0.2 | 18 | 0.4 | [14 empty] | 2004-11-01 | 90% | 2004-11-01 | 1 | 1.25 | 1.55 | 0.13365 | 0.26731 | 0.40096 | 2004-11-01 | 90%
2005-11-01 | 5.681% | 2002-07-01 | 76.9 | 83.5 | 89.7 | 24.45 | 27.75 | 30.85 | 2004-12-01 | 28.4 | 29.975 | 31.2125 | 22.5 | 26.5 | 27.1188 | 0 | 0 | 0 | 0.13099 | 0.26197 | 0.39296 | 0.027671 | 0.055342 | 0.083013 | -0.25 | 1.25 | 0.35 | -0.15 | 0.3 | 0.2 | 18 | 0.4 | [14 empty] | 2004-12-01 | 90% | 2004-12-01 | 1 | 1.25 | 1.6 | 0.13099 | 0.26197 | 0.39296 | 2004-12-01 | 90%
2005-12-01 | 5.687% | 2002-08-01 | 76.9 | 83.5 | 89.7 | 36.6 | 39.9 | 43 | 2005-01-01 | 30.7295 | 32.3045 | 33.4445 | 24.404 | 28.404 | 28.974 | 0 | 0 | 0 | 0.1933 | 0.38659 | 0.57989 | 0.031637 | 0.063274 | 0.094912 | -0.75 | 2 | 0.75 | -0.15 | 0.5 | 0.2 | 18 | 0.4 | [14 empty] | 2005-01-01 | 90% | 2005-01-01 | 1.25 | 2 | 2.75 | 0.1933 | 0.38659 | 0.57989 | 2005-01-01 | 90%
2006-01-01 | 5.694% | 2002-09-01 | 45.8 | 48.5 | 50.4 | 27.05 | 28.4 | 29.35 | 2005-02-01 | 30.392 | 31.6295 | 32.7695 | 23.804 | 27.804 | 28.374 | 0 | 0 | 0 | 0.18674 | 0.37347 | 0.56021 | 0.031637 | 0.063274 | 0.094912 | -0.75 | 2 | 0.75 | -0.15 | 0.5 | 0.2 | 19 | 0.4 | [14 empty] | 2005-02-01 | 90% | 2005-02-01 | 1.25 | 2 | 2.75 | 0.18674 | 0.37347 | 0.56021 | 2005-02-01 | 90%
2006-02-01 | 5.7% | 2002-10-01 | 46.1 | 47.5 | 48.7 | 25.7 | 26.4 | 27 | 2005-03-01 | 24.5375 | 25.775 | 26.915 | 18.6 | 22.6 | 23.17 | 0 | 0 | 0 | 0.14804 | 0.29607 | 0.44411 | 0.027671 | 0.055342 | 0.083013 | -0.25 | 1.3 | 0.3 | -0.15 | 0.35 | 0.2 | 19 | 0.4 | [14 empty] | 2005-03-01 | 90% | 2005-03-01 | 1.05 | 1.3 | 1.6 | 0.14804 | 0.29607 | 0.44411 | 2005-03-01 | 90%
2006-03-01 | 5.705% | 2002-11-01 | 48.6 | 50 | 51.2 | 26.45 | 27.15 | 27.75 | 2005-04-01 | 23.525 | 25.1 | 26.24 | 18 | 22 | 22.57 | 0 | 0 | 0 | 0.14783 | 0.29567 | 0.4435 | 0.027671 | 0.055342 | 0.083013 | -0.25 | 1.1 | 0.3 | -0.15 | 0.35 | 0.2 | 19 | 0.4 | [14 empty] | 2005-04-01 | 90% | 2005-04-01 | 0.85 | 1.1 | 1.4 | 0.14783 | 0.29567 | 0.4435 | 2005-04-01 | 90%
2006-04-01 | 5.71% | 2002-12-01 | 48.6 | 50 | 51.2 | 26.35 | 27.05 | 27.65 | 2005-05-01 | 27.125 | 28.7 | 30.8675 | 21.2 | 25.2 | 26.2837 | 0 | 0 | 0 | 0.15552 | 0.31105 | 0.46657 | 0.031637 | 0.063274 | 0.094912 | -0.25 | 1.1 | 0.3 | -0.15 | 0.5 | 0.2 | 20 | 0.4 | [14 empty] | 2005-05-01 | 90% | 2005-05-01 | 0.85 | 1.1 | 1.4 | 0.15552 | 0.31105 | 0.46657 | 2005-05-01 | 90%
2006-05-01 | 5.716% | 2003-01-01 | 59.9 | 62 | 63.25 | 25.8 | 26.85 | 27.475 | 2005-06-01 | 32.4625 | 35.5 | 38.8 | 26.7 | 30.7 | 32.35 | 0 | 0 | 0 | 0.16632 | 0.33264 | 0.49897 | 0.040676 | 0.081353 | 0.12203 | -0.35 | 2 | 0.3 | -0.15 | 0.65 | 0.2 | 20 | 0.4 | [14 empty] | 2005-06-01 | 90% | 2005-06-01 | 1.65 | 2 | 2.3 | 0.16632 | 0.33264 | 0.49897 | 2005-06-01 | 90%
2006-06-01 | 5.722% | 2003-02-01 | 60.35 | 62 | 63.25 | 22.675 | 23.5 | 24.125 | 2005-07-01 | 34.475 | 41.9 | 48.9425 | 31.9 | 35.9 | 39.4213 | 0 | 0 | 0 | 0.1981 | 0.3962 | 0.5943 | 0.054235 | 0.10847 | 0.16271 | -0.35 | 3 | 0.5 | -0.15 | 0.75 | 0.2 | 20 | 0.4 | [14 empty] | 2005-07-01 | 90% | 2005-07-01 | 2.65 | 3 | 3.5 | 0.1981 | 0.3962 | 0.5943 | 2005-07-01 | 90%
2006-07-01 | 5.727% | 2003-03-01 | 43.35 | 45 | 46.25 | 23.075 | 23.9 | 24.525 | 2005-08-01 | 46.225 | 53.65 | 60.6925 | 43.7 | 47.7 | 51.2213 | 0 | 0 | 0 | 0.19376 | 0.38752 | 0.58127 | 0.054235 | 0.10847 | 0.16271 | -0.35 | 3 | 0.5 | -0.15 | 0.75 | 0.2 | 21 | 0.4 | [14 empty] | 2005-08-01 | 90% | 2005-08-01 | 2.65 | 3 | 3.5 | 0.19376 | 0.38752 | 0.58127 | 2005-08-01 | 90%
2006-08-01 | 5.733% | 2003-04-01 | 39.4 | 41.5 | 42.75 | 20.6 | 21.65 | 22.275 | 2005-09-01 | 27.9875 | 31.025 | 33.1925 | 24.3 | 28.3 | 29.3838 | 0 | 0 | 0 | 0.1468 | 0.29361 | 0.44041 | 0.036157 | 0.072314 | 0.10847 | -0.35 | 1.5 | 0.3 | -0.15 | 0.4 | 0.2 | 21 | 0.4 | [14 empty] | 2005-09-01 | 90% | 2005-09-01 | 1.15 | 1.5 | 1.8 | 0.1468 | 0.29361 | 0.44041 | 2005-09-01 | 90%
2006-09-01 | 5.739% | 2003-05-01 | 43.9 | 46 | 48.38 | 21.6 | 22.65 | 23.84 | 2005-10-01 | 25.45 | 27.025 | 28.39 | 19.8 | 23.8 | 24.4825 | 0 | 0 | 0 | 0.12697 | 0.25394 | 0.38092 | 0.027118 | 0.054235 | 0.081353 | -0.25 | 1.1 | 0.3 | -0.15 | 0.35 | 0.2 | 21 | 0.4 | [14 empty] | 2005-10-01 | 90% | 2005-10-01 | 0.85 | 1.1 | 1.4 | 0.12697 | 0.25394 | 0.38092 | 2005-10-01 | 90%
2006-10-01 | 5.744% | 2003-06-01 | 51.95 | 56 | 59.63 | 21 | 23.025 | 24.84 | 2005-11-01 | 27.8 | 29.375 | 30.74 | 22 | 26 | 26.6825 | 0 | 0 | 0 | 0.12697 | 0.25394 | 0.38092 | 0.027118 | 0.054235 | 0.081353 | -0.25 | 1.25 | 0.3 | -0.15 | 0.3 | 0.2 | 22 | 0.4 | [14 empty] | 2005-11-01 | 90% | 2005-11-01 | 1 | 1.25 | 1.55 | 0.12697 | 0.25394 | 0.38092 | 2005-11-01 | 90%
2006-11-01 | 5.75% | 2003-07-01 | 65.35 | 75.25 | 83 | 21.8 | 26.75 | 30.625 | 2005-12-01 | 28.4 | 29.975 | 31.34 | 22.5 | 26.5 | 27.1825 | 0 | 0 | 0 | 0.12444 | 0.24887 | 0.37331 | 0.027118 | 0.054235 | 0.081353 | -0.25 | 1.25 | 0.35 | -0.15 | 0.3 | 0.2 | 22 | 0.4 | [14 empty] | 2005-12-01 | 90% | 2005-12-01 | 1 | 1.25 | 1.6 | 0.12444 | 0.24887 | 0.37331 | 2005-12-01 | 90%
2006-12-01 | 5.755% | 2003-08-01 | 65.35 | 75.25 | 83 | 33.95 | 38.9 | 42.775 | 2006-01-01 | 30.7295 | 32.3045 | 33.5645 | 23.404 | 28.404 | 29.034 | 0 | 0 | 0 | 0.18363 | 0.36726 | 0.55089 | 0.031004 | 0.062009 | 0.093013 | -0.75 | 2 | 0.75 | -0.15 | 0.5 | 0.2 | 22 | 0.4 | [14 empty] | 2006-01-01 | 90% | 2006-01-01 | 1.25 | 2 | 2.75 | 0.18363 | 0.36726 | 0.55089 | 2006-01-01 | 90%
2007-01-01 | 5.761% | 2003-09-01 | 39.45 | 43.5 | 45.88 | 25.375 | 27.4 | 28.59 | 2006-02-01 | 30.392 | 31.6295 | 32.8895 | 22.804 | 27.804 | 28.434 | 0 | 0 | 0 | 0.1774 | 0.3548 | 0.5322 | 0.031004 | 0.062009 | 0.093013 | -0.75 | 2 | 0.75 | -0.15 | 0.5 | 0.2 | 23 | 0.4 | [14 empty] | 2006-02-01 | 90% | 2006-02-01 | 1.25 | 2 | 2.75 | 0.1774 | 0.3548 | 0.5322 | 2006-02-01 | 90%
2007-02-01 | 5.767% | 2003-10-01 | 41.4 | 43.5 | 45 | 24.35 | 25.4 | 26.15 | 2006-03-01 | 24.5375 | 25.775 | 27.035 | 17.6 | 22.6 | 23.23 | 0 | 0 | 0 | 0.14063 | 0.28127 | 0.4219 | 0.027118 | 0.054235 | 0.081353 | -0.25 | 1.3 | 0.3 | -0.15 | 0.35 | 0.2 | 23 | 0.4 | [14 empty] | 2006-03-01 | 90% | 2006-03-01 | 1.05 | 1.3 | 1.6 | 0.14063 | 0.28127 | 0.4219 | 2006-03-01 | 90%
2007-03-01 | 5.772% | 2003-11-01 | 43.9 | 46 | 47.5 | 25.1 | 26.15 | 26.9 | 2006-04-01 | 23.525 | 25.1 | 26.36 | 17 | 22 | 22.63 | 0 | 0 | 0 | 0.14044 | 0.28088 | 0.42132 | 0.027118 | 0.054235 | 0.081353 | -0.25 | 1.1 | 0.3 | -0.15 | 0.35 | 0.2 | 23 | 0.4 | [14 empty] | 2006-04-01 | 90% | 2006-04-01 | 0.85 | 1.1 | 1.4 | 0.14044 | 0.28088 | 0.42132 | 2006-04-01 | 90%
2007-04-01 | 5.778% | 2003-12-01 | 43.9 | 46 | 47.5 | 25 | 26.05 | 26.8 | 2006-05-01 | 27.125 | 28.7 | 31.085 | 20.2 | 25.2 | 26.3925 | 0 | 0 | 0 | 0.14775 | 0.29549 | 0.44324 | 0.031004 | 0.062009 | 0.093013 | -0.25 | 1.1 | 0.3 | -0.15 | 0.5 | 0.2 | 24 | 0.4 | [14 empty] | 2006-05-01 | 90% | 2006-05-01 | 0.85 | 1.1 | 1.4 | 0.14775 | 0.29549 | 0.44324 | 2006-05-01 | 90%
2007-05-01 | 5.783% | 2004-01-01 | 59.9 | 62 | 63.38 | 25.3 | 26.35 | 27.04 | 2006-06-01 | 32.4625 | 35.5 | 39.13 | 25.7 | 30.7 | 32.515 | 0 | 0 | 0 | 0.15801 | 0.31601 | 0.47402 | 0.039863 | 0.079726 | 0.11959 | -0.35 | 2 | 0.3 | -0.15 | 0.65 | 0.2 | 24 | 0.4 | [14 empty] | 2006-06-01 | 90% | 2006-06-01 | 1.65 | 2 | 2.3 | 0.15801 | 0.31601 | 0.47402 | 2006-06-01 | 90%
2007-06-01 | 5.789% | 2004-02-01 | 60.35 | 62 | 63.38 | 22.175 | 23 | 23.69 | 2006-07-01 | 34.475 | 41.9 | 49.6475 | 30.9 | 35.9 | 39.7738 | 0 | 0 | 0 | 0.18819 | 0.37639 | 0.56458 | 0.053151 | 0.1063 | 0.15945 | -0.35 | 3 | 0.5 | -0.15 | 0.75 | 0.2 | 24 | 0.4 | [14 empty] | 2006-07-01 | 90% | 2006-07-01 | 2.65 | 3 | 3.5 | 0.18819 | 0.37639 | 0.56458 | 2006-07-01 | 90%
2007-07-01 | 5.794% | 2004-03-01 | 43.35 | 45 | 46.38 | 22.575 | 23.4 | 24.09 | 2006-08-01 | 46.225 | 53.65 | 61.3975 | 42.7 | 47.7 | 51.5738 | 0 | 0 | 0 | 0.18407 | 0.36814 | 0.55221 | 0.053151 | 0.1063 | 0.15945 | -0.35 | 3 | 0.5 | -0.15 | 0.75 | 0.2 | 25 | 0.4 | [14 empty] | 2006-08-01 | 90% | 2006-08-01 | 2.65 | 3 | 3.5 | 0.18407 | 0.36814 | 0.55221 | 2006-08-01 | 90%
2007-08-01 | 5.8% | 2004-04-01 | 39.4 | 41.5 | 42.88 | 20.1 | 21.15 | 21.84 | 2006-09-01 | 27.9875 | 31.025 | 33.41 | 23.3 | 28.3 | 29.4925 | 0 | 0 | 0 | 0.13946 | 0.27893 | 0.41839 | 0.035434 | 0.070867 | 0.1063 | -0.35 | 1.5 | 0.3 | -0.15 | 0.4 | 0.2 | 25 | 0.4 | [14 empty] | 2006-09-01 | 90% | 2006-09-01 | 1.15 | 1.5 | 1.8 | 0.13946 | 0.27893 | 0.41839 | 2006-09-01 | 90%
2007-09-01 | 5.806% | 2004-05-01 | 43.9 | 46 | 48.62 | 21.1 | 22.15 | 23.46 | 2006-10-01 | 25.45 | 27.025 | 28.5325 | 18.8 | 23.8 | 24.5538 | 0 | 0 | 0 | 0.12062 | 0.24125 | 0.36187 | 0.026575 | 0.053151 | 0.079726 | -0.25 | 1.1 | 0.3 | -0.15 | 0.35 | 0.2 | 25 | 0.4 | [14 empty] | 2006-10-01 | 90% | 2006-10-01 | 0.85 | 1.1 | 1.4 | 0.12062 | 0.24125 | 0.36187 | 2006-10-01 | 90%
2007-10-01 | 5.811% | 2004-06-01 | 51.95 | 56 | 60 | 20.5 | 22.525 | 24.525 | 2006-11-01 | 27.8 | 29.375 | 30.8825 | 21 | 26 | 26.7538 | 0 | 0 | 0 | 0.12062 | 0.24125 | 0.36187 | 0.026575 | 0.053151 | 0.079726 | -0.25 | 1.25 | 0.3 | -0.15 | 0.3 | 0.2 | 26 | 0.4 | [14 empty] | 2006-11-01 | 90% | 2006-11-01 | 1 | 1.25 | 1.55 | 0.12062 | 0.24125 | 0.36187 | 2006-11-01 | 90%
2007-11-01 | 5.817% | 2004-07-01 | 65.35 | 75.25 | 83.78 | 21.3 | 26.25 | 30.515 | 2006-12-01 | 28.4 | 29.975 | 31.4825 | 21.5 | 26.5 | 27.2538 | 0 | 0 | 0 | 0.11822 | 0.23643 | 0.35465 | 0.026575 | 0.053151 | 0.079726 | -0.25 | 1.25 | 0.35 | -0.15 | 0.3 | 0.2 | 26 | 0.4 | [14 empty] | 2006-12-01 | 90% | 2006-12-01 | 1 | 1.25 | 1.6 | 0.11822 | 0.23643 | 0.35465 | 2006-12-01 | 90%
2007-12-01 | 5.823% | 2004-08-01 | 65.35 | 75.25 | 83.78 | 33.45 | 38.4 | 42.665 | 2007-01-01 | 31.2295 | 32.8045 | 34.0645 | 23.904 | 28.904 | 30.164 | 0 | 0 | 0 | 0.17445 | 0.3489 | 0.52335 | 0.030384 | 0.060769 | 0.091153 | -0.75 | 2 | 0.75 | -0.15 | 0.5 | 0.2 | 26 | 0.4 | [14 empty] | 2007-01-01 | 90% | 2007-01-01 | 1.25 | 2 | 2.75 | 0.17445 | 0.3489 | 0.52335 | 2007-01-01 | 90%
2008-01-01 | 5.828% | 2004-09-01 | 39.45 | 43.5 | 46.12 | 24.875 | 26.9 | 28.21 | 2007-02-01 | 30.892 | 32.1295 | 33.3895 | 23.304 | 28.304 | 29.564 | 0 | 0 | 0 | 0.16853 | 0.33706 | 0.50559 | 0.030384 | 0.060769 | 0.091153 | -0.75 | 2 | 0.75 | -0.15 | 0.5 | 0.2 | 27 | 0.4 | [14 empty] | 2007-02-01 | 90% | 2007-02-01 | 1.25 | 2 | 2.75 | 0.16853 | 0.33706 | 0.50559 | 2007-02-01 | 90%
2008-02-01 | 5.834% | 2004-10-01 | 41.4 | 43.5 | 45.15 | 23.85 | 24.9 | 25.725 | 2007-03-01 | 25.0375 | 26.275 | 27.535 | 18.1 | 23.1 | 24.36 | 0 | 0 | 0 | 0.1336 | 0.26721 | 0.40081 | 0.026575 | 0.053151 | 0.079726 | -0.25 | 1.3 | 0.3 | -0.15 | 0.35 | 0.2 | 27 | 0.4 | [14 empty] | 2007-03-01 | 90% | 2007-03-01 | 1.05 | 1.3 | 1.6 | 0.1336 | 0.26721 | 0.40081 | 2007-03-01 | 90%
2008-03-01 | 5.84% | 2004-11-01 | 43.9 | 46 | 47.65 | 24.6 | 25.65 | 26.475 | 2007-04-01 | 24.025 | 25.6 | 26.86 | 17.5 | 22.5 | 23.76 | 0 | 0 | 0 | 0.13342 | 0.26684 | 0.40026 | 0.026575 | 0.053151 | 0.079726 | -0.25 | 1.1 | 0.3 | -0.15 | 0.35 | 0.2 | 27 | 0.4 | [14 empty] | 2007-04-01 | 90% | 2007-04-01 | 0.85 | 1.1 | 1.4 | 0.13342 | 0.26684 | 0.40026 | 2007-04-01 | 90%
2008-04-01 | 5.846% | 2004-12-01 | 43.9 | 46 | 47.65 | 24.5 | 25.55 | 26.375 | 2007-05-01 | 27.625 | 29.2 | 31.585 | 20.7 | 25.7 | 28.085 | 0 | 0 | 0 | 0.14036 | 0.28072 | 0.42108 | 0.030384 | 0.060769 | 0.091153 | -0.25 | 1.1 | 0.3 | -0.15 | 0.5 | 0.2 | 28 | 0.4 | [14 empty] | 2007-05-01 | 90% | 2007-05-01 | 0.85 | 1.1 | 1.4 | 0.14036 | 0.28072 | 0.42108 | 2007-05-01 | 90%
2008-05-01 | 5.851% | 2005-01-01 | 57.9 | 60 | 61.52 | 25.3 | 26.35 | 27.11 | 2007-06-01 | 32.9625 | 36 | 39.63 | 26.2 | 31.2 | 34.83 | 0 | 0 | 0 | 0.15011 | 0.30021 | 0.45032 | 0.039066 | 0.078131 | 0.1172 | -0.35 | 2 | 0.3 | -0.15 | 0.65 | 0.2 | 28 | 0.4 | [14 empty] | 2007-06-01 | 90% | 2007-06-01 | 1.65 | 2 | 2.3 | 0.15011 | 0.30021 | 0.45032 | 2007-06-01 | 90%
2008-06-01 | 5.857% | 2005-02-01 | 58.35 | 60 | 61.52 | 22.175 | 23 | 23.76 | 2007-07-01 | 34.975 | 42.4 | 50.1475 | 31.4 | 36.4 | 44.1475 | 0 | 0 | 0 | 0.17878 | 0.35757 | 0.53635 | 0.052088 | 0.10418 | 0.15626 | -0.35 | 3 | 0.5 | -0.15 | 0.75 | 0.2 | 28 | 0.4 | [14 empty] | 2007-07-01 | 90% | 2007-07-01 | 2.65 | 3 | 3.5 | 0.17878 | 0.35757 | 0.53635 | 2007-07-01 | 90%
2008-07-01 | 5.863% | 2005-03-01 | 41.35 | 43 | 44.52 | 22.575 | 23.4 | 24.16 | 2007-08-01 | 46.725 | 54.15 | 61.8975 | 43.2 | 48.2 | 55.9475 | 0 | 0 | 0 | 0.17487 | 0.34973 | 0.5246 | 0.052088 | 0.10418 | 0.15626 | -0.35 | 3 | 0.5 | -0.15 | 0.75 | 0.2 | 29 | 0.4 | [14 empty] | 2007-08-01 | 90% | 2007-08-01 | 2.65 | 3 | 3.5 | 0.17487 | 0.34973 | 0.5246 | 2007-08-01 | 90%
2008-08-01 | 5.869% | 2005-04-01 | 37.4 | 39.5 | 41.02 | 20.1 | 21.15 | 21.91 | 2007-09-01 | 28.4875 | 31.525 | 33.91 | 23.8 | 28.8 | 31.185 | 0 | 0 | 0 | 0.13249 | 0.26498 | 0.39747 | 0.034725 | 0.06945 | 0.10418 | -0.35 | 1.5 | 0.3 | -0.15 | 0.4 | 0.2 | 29 | 0.4 | [14 empty] | 2007-09-01 | 90% | 2007-09-01 | 1.15 | 1.5 | 1.8 | 0.13249 | 0.26498 | 0.39747 | 2007-09-01 | 90%
2008-09-01 | 5.875% | 2005-05-01 | 41.9 | 44 | 46.89 | 21.1 | 22.15 | 23.595 | 2007-10-01 | 25.95 | 27.525 | 29.0325 | 19.3 | 24.3 | 25.8075 | 0 | 0 | 0 | 0.11459 | 0.22918 | 0.34378 | 0.026044 | 0.052088 | 0.078131 | -0.25 | 1.1 | 0.3 | -0.15 | 0.35 | 0.2 | 29 | 0.4 | [14 empty] | 2007-10-01 | 90% | 2007-10-01 | 0.85 | 1.1 | 1.4 | 0.11459 | 0.22918 | 0.34378 | 2007-10-01 | 90%
2008-10-01 | 5.88% | 2005-06-01 | 49.95 | 54 | 58.4 | 20.5 | 22.525 | 24.725 | 2007-11-01 | 28.3 | 29.875 | 31.3825 | 21.5 | 26.5 | 28.0075 | 0 | 0 | 0 | 0.11459 | 0.22918 | 0.34378 | 0.026044 | 0.052088 | 0.078131 | -0.25 | 1.25 | 0.3 | -0.15 | 0.3 | 0.2 | 30 | 0.4 | [14 empty] | 2007-11-01 | 90% | 2007-11-01 | 1 | 1.25 | 1.55 | 0.11459 | 0.22918 | 0.34378 | 2007-11-01 | 90%
2008-11-01 | 5.886% | 2005-07-01 | 63.35 | 73.25 | 82.64 | 21.3 | 26.25 | 30.945 | 2007-12-01 | 28.9 | 30.475 | 31.9825 | 22 | 27 | 28.5075 | 0 | 0 | 0 | 0.1123 | 0.22461 | 0.33691 | 0.026044 | 0.052088 | 0.078131 | -0.25 | 1.25 | 0.35 | -0.15 | 0.3 | 0.2 | 30 | 0.4 | [14 empty] | 2007-12-01 | 90% | 2007-12-01 | 1 | 1.25 | 1.6 | 0.1123 | 0.22461 | 0.33691 | 2007-12-01 | 90%
2008-12-01 | 5.892% | 2005-08-01 | 63.35 | 73.25 | 82.64 | 33.45 | 38.4 | 43.095 | 2008-01-01 | 31.7295 | 33.3045 | 34.5645 | 24.404 | 29.404 | 30.664 | 0 | 0 | 0 | 0.16573 | 0.33145 | 0.49718 | 0.029777 | 0.059553 | 0.08933 | -0.75 | 2 | 0.75 | -0.15 | 0.5 | 0.2 | 30 | 0.4 | [14 empty] | 2008-01-01 | 90% | 2008-01-01 | 1.25 | 2 | 2.75 | 0.16573 | 0.33145 | 0.49718 | 2008-01-01 | 90%
2009-01-01 | 5.898% | 2005-09-01 | 37.45 | 41.5 | 44.39 | 24.875 | 26.9 | 28.345 | 2008-02-01 | 31.392 | 32.6295 | 33.8895 | 23.804 | 28.804 | 30.064 | 0 | 0 | 0 | 0.1601 | 0.32021 | 0.48031 | 0.029777 | 0.059553 | 0.08933 | -0.75 | 2 | 0.75 | -0.15 | 0.5 | 0.2 | 31 | 0.4 | [14 empty] | 2008-02-01 | 90% | 2008-02-01 | 1.25 | 2 | 2.75 | 0.1601 | 0.32021 | 0.48031 | 2008-02-01 | 90%
2009-02-01 | 5.904% | 2005-10-01 | 39.4 | 41.5 | 43.32 | 23.85 | 24.9 | 25.81 | 2008-03-01 | 25.5375 | 26.775 | 28.035 | 18.6 | 23.6 | 24.86 | 0 | 0 | 0 | 0.12692 | 0.25385 | 0.38077 | 0.026044 | 0.052088 | 0.078131 | -0.25 | 1.3 | 0.3 | -0.15 | 0.35 | 0.2 | 31 | 0.4 | [14 empty] | 2008-03-01 | 90% | 2008-03-01 | 1.05 | 1.3 | 1.6 | 0.12692 | 0.25385 | 0.38077 | 2008-03-01 | 90%
2009-03-01 | 5.909% | 2005-11-01 | 41.9 | 44 | 45.82 | 24.6 | 25.65 | 26.56 | 2008-04-01 | 24.525 | 26.1 | 27.36 | 18 | 23 | 24.26 | 0 | 0 | 0 | 0.12675 | 0.2535 | 0.38024 | 0.026044 | 0.052088 | 0.078131 | -0.25 | 1.1 | 0.3 | -0.15 | 0.35 | 0.2 | 31 | 0.4 | [14 empty] | 2008-04-01 | 90% | 2008-04-01 | 0.85 | 1.1 | 1.4 | 0.12675 | 0.2535 | 0.38024 | 2008-04-01 | 90%
2009-04-01 | 5.915% | 2005-12-01 | 41.9 | 44 | 45.82 | 24.5 | 25.55 | 26.46 | 2008-05-01 | 28.125 | 29.7 | 32.085 | 21.2 | 26.2 | 28.585 | 0 | 0 | 0 | 0.13334 | 0.26668 | 0.40003 | 0.029777 | 0.059553 | 0.08933 | -0.25 | 1.1 | 0.3 | -0.15 | 0.5 | 0.2 | 32 | 0.4 | [14 empty] | 2008-05-01 | 90% | 2008-05-01 | 0.85 | 1.1 | 1.4 | 0.13334 | 0.26668 | 0.40003 | 2008-05-01 | 90%
2009-05-01 | 5.921% | 2006-01-01 | 56.9 | 59 | 60.68 | 25.3 | 26.35 | 27.19 | 2008-06-01 | 33.4625 | 36.5 | 40.13 | 26.7 | 31.7 | 35.33 | 0 | 0 | 0 | 0.1426 | 0.2852 | 0.4278 | 0.038284 | 0.076569 | 0.11485 | -0.35 | 2 | 0.3 | -0.15 | 0.65 | 0.2 | 32 | 0.4 | [14 empty] | 2008-06-01 | 90% | 2008-06-01 | 1.65 | 2 | 2.3 | 0.1426 | 0.2852 | 0.4278 | 2008-06-01 | 90%
2009-06-01 | 5.927% | 2006-02-01 | 57.35 | 59 | 60.68 | 22.175 | 23 | 23.84 | 2008-07-01 | 35.475 | 42.9 | 50.6475 | 31.9 | 36.9 | 44.6475 | 0 | 0 | 0 | 0.16984 | 0.33969 | 0.50953 | 0.051046 | 0.10209 | 0.15314 | -0.35 | 3 | 0.5 | -0.15 | 0.75 | 0.2 | 32 | 0.4 | [14 empty] | 2008-07-01 | 90% | 2008-07-01 | 2.65 | 3 | 3.5 | 0.16984 | 0.33969 | 0.50953 | 2008-07-01 | 90%
2009-07-01 | 5.932% | 2006-03-01 | 40.35 | 42 | 43.68 | 22.575 | 23.4 | 24.24 | 2008-08-01 | 47.225 | 54.65 | 62.3975 | 43.7 | 48.7 | 56.4475 | 0 | 0 | 0 | 0.16612 | 0.33225 | 0.49837 | 0.051046 | 0.10209 | 0.15314 | -0.35 | 3 | 0.5 | -0.15 | 0.75 | 0.2 | 33 | 0.4 | [14 empty] | 2008-08-01 | 90% | 2008-08-01 | 2.65 | 3 | 3.5 | 0.16612 | 0.33225 | 0.49837 | 2008-08-01 | 90%
2009-08-01 | 5.938% | 2006-04-01 | 36.4 | 38.5 | 40.18 | 20.1 | 21.15 | 21.99 | 2008-09-01 | 28.9875 | 32.025 | 34.41 | 24.3 | 29.3 | 31.685 | 0 | 0 | 0 | 0.12587 | 0.25173 | 0.3776 | 0.034031 | 0.068061 | 0.10209 | -0.35 | 1.5 | 0.3 | -0.15 | 0.4 | 0.2 | 33 | 0.4 | [14 empty] | 2008-09-01 | 90% | 2008-09-01 | 1.15 | 1.5 | 1.8 | 0.12587 | 0.25173 | 0.3776 | 2008-09-01 | 90%
2009-09-01 | 5.944% | 2006-05-01 | 40.9 | 43 | 46.18 | 21.1 | 22.15 | 23.74 | 2008-10-01 | 26.45 | 28.025 | 29.5325 | 19.8 | 24.8 | 26.3075 | 0 | 0 | 0 | 0.10886 | 0.21773 | 0.32659 | 0.025523 | 0.051046 | 0.076569 | -0.25 | 1.1 | 0.3 | -0.15 | 0.35 | 0.2 | 33 | 0.4 | [14 empty] | 2008-10-01 | 90% | 2008-10-01 | 0.85 | 1.1 | 1.4 | 0.10886 | 0.21773 | 0.32659 | 2008-10-01 | 90%
2009-10-01 | 5.95% | 2006-06-01 | 48.95 | 53 | 57.84 | 20.5 | 22.525 | 24.945 | 2008-11-01 | 28.8 | 30.375 | 31.8825 | 22 | 27 | 28.5075 | 0 | 0 | 0 | 0.10886 | 0.21773 | 0.32659 | 0.025523 | 0.051046 | 0.076569 | -0.25 | 1.25 | 0.3 | -0.15 | 0.3 | 0.2 | 34 | 0.4 | [14 empty] | 2008-11-01 | 90% | 2008-11-01 | 1 | 1.25 | 1.55 | 0.10886 | 0.21773 | 0.32659 | 2008-11-01 | 90%
2009-11-01 | 5.956% | 2006-07-01 | 62.35 | 72.25 | 82.58 | 21.3 | 26.25 | 31.415 | 2008-12-01 | 29.4 | 30.975 | 32.4825 | 22.5 | 27.5 | 29.0075 | 0 | 0 | 0 | 0.10669 | 0.21338 | 0.32007 | 0.025523 | 0.051046 | 0.076569 | -0.25 | 1.25 | 0.35 | -0.15 | 0.3 | 0.2 | 34 | 0.4 | [14 empty] | 2008-12-01 | 90% | 2008-12-01 | 1 | 1.25 | 1.6 | 0.10669 | 0.21338 | 0.32007 | 2008-12-01 | 90%
2009-12-01 | 5.962% | 2006-08-01 | 62.35 | 72.25 | 82.58 | 33.45 | 38.4 | 43.565 | 2009-01-01 | 32.2295 | 33.8045 | 35.0645 | 24.904 | 29.904 | 31.164 | 0 | 0 | 0 | 0.15744 | 0.31488 | 0.47232 | 0.029181 | 0.058362 | 0.087544 | -0.75 | 2 | 0.75 | -0.15 | 0.5 | 0.2 | 34 | 0.4 | [14 empty] | 2009-01-01 | 90% | 2009-01-01 | 1.25 | 2 | 2.75 | 0.15744 | 0.31488 | 0.47232 | 2009-01-01 | 90%
2010-01-01 | 5.967% | 2006-09-01 | 36.45 | 40.5 | 43.68 | 24.875 | 26.9 | 28.49 | 2009-02-01 | 31.892 | 33.1295 | 34.3895 | 24.304 | 29.304 | 30.564 | 0 | 0 | 0 | 0.1521 | 0.3042 | 0.45629 | 0.029181 | 0.058362 | 0.087544 | -0.75 | 2 | 0.75 | -0.15 | 0.5 | 0.2 | 35 | 0.4 | [14 empty] | 2009-02-01 | 90% | 2009-02-01 | 1.25 | 2 | 2.75 | 0.1521 | 0.3042 | 0.45629 | 2009-02-01 | 90%
2010-02-01 | 5.973% | 2006-10-01 | 38.4 | 40.5 | 42.51 | 23.85 | 24.9 | 25.905 | 2009-03-01 | 26.0375 | 27.275 | 28.535 | 19.1 | 24.1 | 25.36 | 0 | 0 | 0 | 0.12058 | 0.24115 | 0.36173 | 0.025523 | 0.051046 | 0.076569 | -0.25 | 1.3 | 0.3 | -0.15 | 0.35 | 0.2 | 35 | 0.4 | [14 empty] | 2009-03-01 | 90% | 2009-03-01 | 1.05 | 1.3 | 1.6 | 0.12058 | 0.24115 | 0.36173 | 2009-03-01 | 90%
2010-03-01 | 5.979% | 2006-11-01 | 40.9 | 43 | 45.01 | 24.6 | 25.65 | 26.655 | 2009-04-01 | 25.025 | 26.6 | 27.86 | 18.5 | 23.5 | 24.76 | 0 | 0 | 0 | 0.12041 | 0.24082 | 0.36123 | 0.025523 | 0.051046 | 0.076569 | -0.25 | 1.1 | 0.3 | -0.15 | 0.35 | 0.2 | 35 | 0.4 | [14 empty] | 2009-04-01 | 90% | 2009-04-01 | 0.85 | 1.1 | 1.4 | 0.12041 | 0.24082 | 0.36123 | 2009-04-01 | 90%
2010-04-01 | 5.985% | 2006-12-01 | 40.9 | 43 | 45.01 | 24.5 | 25.55 | 26.555 | 2009-05-01 | 28.625 | 30.2 | 32.585 | 21.7 | 26.7 | 29.085 | 0 | 0 | 0 | 0.12667 | 0.25335 | 0.38002 | 0.029181 | 0.058362 | 0.087544 | -0.25 | 1.1 | 0.3 | -0.15 | 0.5 | 0.2 | 36 | 0.4 | [14 empty] | 2009-05-01 | 90% | 2009-05-01 | 0.85 | 1.1 | 1.4 | 0.12667 | 0.25335 | 0.38002 | 2009-05-01 | 90%
2010-05-01 | 5.99% | 2007-01-01 | 56.4 | 58.5 | 60.35 | 25.8 | 26.85 | 27.69 | 2009-06-01 | 33.9625 | 37 | 40.63 | 27.2 | 32.2 | 35.83 | 0 | 0 | 0 | 0.13547 | 0.27094 | 0.40641 | 0.037519 | 0.075037 | 0.11256 | -0.35 | 2 | 0.3 | -0.15 | 0.65 | 0.2 | 36 | 0.4 | [14 empty] | 2009-06-01 | 90% | 2009-06-01 | 1.65 | 2 | 2.3 | 0.13547 | 0.27094 | 0.40641 | 2009-06-01 | 90%
2010-06-01 | 5.996% | 2007-02-01 | 56.85 | 58.5 | 60.35 | 22.675 | 23.5 | 24.34 | 2009-07-01 | 35.975 | 43.4 | 51.1475 | 32.4 | 37.4 | 45.1475 | 0 | 0 | 0 | 0.16135 | 0.32271 | 0.48406 | 0.050025 | 0.10005 | 0.15007 | -0.35 | 3 | 0.5 | -0.15 | 0.75 | 0.2 | 36 | 0.4 | [14 empty] | 2009-07-01 | 90% | 2009-07-01 | 2.65 | 3 | 3.5 | 0.16135 | 0.32271 | 0.48406 | 2009-07-01 | 90%
2010-07-01 | 6.002% | 2007-03-01 | 39.85 | 41.5 | 43.35 | 23.075 | 23.9 | 24.74 | 2009-08-01 | 47.725 | 55.15 | 62.8975 | 44.2 | 49.2 | 56.9475 | 0 | 0 | 0 | 0.15782 | 0.31563 | 0.47345 | 0.050025 | 0.10005 | 0.15007 | -0.35 | 3 | 0.5 | -0.15 | 0.75 | 0.2 | 37 | 0.4 | [14 empty] | 2009-08-01 | 90% | 2009-08-01 | 2.65 | 3 | 3.5 | 0.15782 | 0.31563 | 0.47345 | 2009-08-01 | 90%
2010-08-01 | 6.008% | 2007-04-01 | 35.9 | 38 | 39.85 | 20.6 | 21.65 | 22.49 | 2009-09-01 | 29.4875 | 32.525 | 34.91 | 24.8 | 29.8 | 32.185 | 0 | 0 | 0 | 0.11957 | 0.23915 | 0.35872 | 0.03335 | 0.0667 | 0.10005 | -0.35 | 1.5 | 0.3 | -0.15 | 0.4 | 0.2 | 37 | 0.4 | [14 empty] | 2009-09-01 | 90% | 2009-09-01 | 1.15 | 1.5 | 1.8 | 0.11957 | 0.23915 | 0.35872 | 2009-09-01 | 90%
2010-09-01 | 6.014% | 2007-05-01 | 39.9 | 42 | 45.5 | 21.6 | 22.65 | 24.24 | 2009-10-01 | 26.95 | 28.525 | 30.0325 | 20.3 | 25.3 | 26.8075 | 0 | 0 | 0 | 0.10342 | 0.20684 | 0.31026 | 0.025012 | 0.050025 | 0.075037 | -0.25 | 1.1 | 0.3 | -0.15 | 0.35 | 0.2 | 37 | 0.4 | [14 empty] | 2009-10-01 | 90% | 2009-10-01 | 0.85 | 1.1 | 1.4 | 0.10342 | 0.20684 | 0.31026 | 2009-10-01 | 90%
2010-10-01 | 6.019% | 2007-06-01 | 47.95 | 52 | 57.33 | 21 | 23.025 | 25.445 | 2009-11-01 | 29.3 | 30.875 | 32.3825 | 22.5 | 27.5 | 29.0075 | 0 | 0 | 0 | 0.10342 | 0.20684 | 0.31026 | 0.025012 | 0.050025 | 0.075037 | -0.25 | 1.25 | 0.3 | -0.15 | 0.3 | 0.2 | 38 | 0.4 | [14 empty] | 2009-11-01 | 90% | 2009-11-01 | 1 | 1.25 | 1.55 | 0.10342 | 0.20684 | 0.31026 | 2009-11-01 | 90%
2010-11-01 | 6.025% | 2007-07-01 | 61.35 | 71.25 | 82.62 | 21.8 | 26.75 | 31.915 | 2009-12-01 | 29.9 | 31.475 | 32.9825 | 23 | 28 | 29.5075 | 0 | 0 | 0 | 0.10135 | 0.20271 | 0.30406 | 0.025012 | 0.050025 | 0.075037 | -0.25 | 1.25 | 0.35 | -0.15 | 0.3 | 0.2 | 38 | 0.4 | [14 empty] | 2009-12-01 | 90% | 2009-12-01 | 1 | 1.25 | 1.6 | 0.10135 | 0.20271 | 0.30406 | 2009-12-01 | 90%
2010-12-01 | 6.031% | 2007-08-01 | 61.35 | 71.25 | 82.62 | 33.95 | 38.9 | 44.065 | 2010-01-01 | 32.7295 | 34.3045 | 35.5645 | 25.404 | 30.404 | 31.664 | 0 | 0 | 0 | 0.14957 | 0.29914 | 0.4487 | 0.028598 | 0.057195 | 0.085793 | -0.75 | 2 | 0.75 | -0.15 | 0.5 | 0.2 | 38 | 0.4 | [14 empty] | 2010-01-01 | 90% | 2010-01-01 | 1.25 | 2 | 2.75 | 0.14957 | 0.29914 | 0.4487 | 2010-01-01 | 90%
2011-01-01 | 6.037% | 2007-09-01 | 35.95 | 40 | 43.5 | 25.375 | 27.4 | 28.99 | 2010-02-01 | 32.392 | 33.6295 | 34.8895 | 24.804 | 29.804 | 31.064 | 0 | 0 | 0 | 0.14449 | 0.28899 | 0.43348 | 0.028598 | 0.057195 | 0.085793 | -0.75 | 2 | 0.75 | -0.15 | 0.5 | 0.2 | 39 | 0.4 | [14 empty] | 2010-02-01 | 90% | 2010-02-01 | 1.25 | 2 | 2.75 | 0.14449 | 0.28899 | 0.43348 | 2010-02-01 | 90%
2011-02-01 | 6.041% | 2007-10-01 | 37.9 | 40 | 42.22 | 24.35 | 25.4 | 26.405 | 2010-03-01 | 26.5375 | 27.775 | 29.035 | 19.6 | 24.6 | 25.86 | 0 | 0 | 0 | 0.11455 | 0.2291 | 0.34364 | 0.025012 | 0.050025 | 0.075037 | -0.25 | 1.3 | 0.3 | -0.15 | 0.35 | 0.2 | 39 | 0.4 | [14 empty] | 2010-03-01 | 90% | 2010-03-01 | 1.05 | 1.3 | 1.6 | 0.11455 | 0.2291 | 0.34364 | 2010-03-01 | 90%
2011-03-01 | 6.043% | 2007-11-01 | 40.4 | 42.5 | 44.72 | 25.1 | 26.15 | 27.155 | 2010-04-01 | 25.525 | 27.1 | 28.36 | 19 | 24 | 25.26 | 0 | 0 | 0 | 0.11439 | 0.22878 | 0.34317 | 0.025012 | 0.050025 | 0.075037 | -0.25 | 1.1 | 0.3 | -0.15 | 0.35 | 0.2 | 39 | 0.4 | [14 empty] | 2010-04-01 | 90% | 2010-04-01 | 0.85 | 1.1 | 1.4 | 0.11439 | 0.22878 | 0.34317 | 2010-04-01 | 90%
2011-04-01 | 6.045% | 2007-12-01 | 40.4 | 42.5 | 44.72 | 25 | 26.05 | 27.055 | 2010-05-01 | 29.125 | 30.7 | 33.085 | 22.2 | 27.2 | 29.585 | 0 | 0 | 0 | 0.12034 | 0.24068 | 0.36102 | 0.028598 | 0.057195 | 0.085793 | -0.25 | 1.1 | 0.3 | -0.15 | 0.5 | 0.2 | 40 | 0.4 | [14 empty] | 2010-05-01 | 90% | 2010-05-01 | 0.85 | 1.1 | 1.4 | 0.12034 | 0.24068 | 0.36102 | 2010-05-01 | 90%
2011-05-01 | 6.048% | 2008-01-01 | 55.9 | 58 | 60.04 | 26.3 | 27.35 | 28.19 | 2010-06-01 | 34.4625 | 37.5 | 41.13 | 27.7 | 32.7 | 36.33 | 0 | 0 | 0 | 0.1287 | 0.25739 | 0.38609 | 0.036768 | 0.073537 | 0.1103 | -0.35 | 2 | 0.3 | -0.15 | 0.65 | 0.2 | 40 | 0.4 | [14 empty] | 2010-06-01 | 90% | 2010-06-01 | 1.65 | 2 | 2.3 | 0.1287 | 0.25739 | 0.38609 | 2010-06-01 | 90%
2011-06-01 | 6.05% | 2008-02-01 | 56.35 | 58 | 60.04 | 23.175 | 24 | 24.84 | 2010-07-01 | 36.475 | 43.9 | 51.6475 | 32.9 | 37.9 | 45.6475 | 0 | 0 | 0 | 0.15328 | 0.30657 | 0.45985 | 0.049024 | 0.098049 | 0.14707 | -0.35 | 3 | 0.5 | -0.15 | 0.75 | 0.2 | 40 | 0.4 | [14 empty] | 2010-07-01 | 90% | 2010-07-01 | 2.65 | 3 | 3.5 | 0.15328 | 0.30657 | 0.45985 | 2010-07-01 | 90%
2011-07-01 | 6.052% | 2008-03-01 | 39.35 | 41 | 43.04 | 23.575 | 24.4 | 25.24 | 2010-08-01 | 48.225 | 55.65 | 63.3975 | 44.7 | 49.7 | 57.4475 | 0 | 0 | 0 | 0.14993 | 0.29985 | 0.44978 | 0.049024 | 0.098049 | 0.14707 | -0.35 | 3 | 0.5 | -0.15 | 0.75 | 0.2 | 41 | 0.4 | [14 empty] | 2010-08-01 | 90% | 2010-08-01 | 2.65 | 3 | 3.5 | 0.14993 | 0.29985 | 0.44978 | 2010-08-01 | 90%
2011-08-01 | 6.055% | 2008-04-01 | 35.4 | 37.5 | 39.54 | 21.1 | 22.15 | 22.99 | 2010-09-01 | 29.9875 | 33.025 | 35.41 | 25.3 | 30.3 | 32.685 | 0 | 0 | 0 | 0.11359 | 0.22719 | 0.34078 | 0.032683 | 0.065366 | 0.098049 | -0.35 | 1.5 | 0.3 | -0.15 | 0.4 | 0.2 | 41 | 0.4 | [14 empty] | 2010-09-01 | 90% | 2010-09-01 | 1.15 | 1.5 | 1.8 | 0.11359 | 0.22719 | 0.34078 | 2010-09-01 | 90%
2011-09-01 | 6.057% | 2008-05-01 | 38.9 | 41 | 44.85 | 22.1 | 23.15 | 24.74 | 2010-10-01 | 27.45 | 29.025 | 30.5325 | 20.8 | 25.8 | 27.3075 | 0 | 0 | 0 | 0.098248 | 0.1965 | 0.29475 | 0.024512 | 0.049024 | 0.073537 | -0.25 | 1.1 | 0.3 | -0.15 | 0.35 | 0.2 | 41 | 0.4 | [14 empty] | 2010-10-01 | 90% | 2010-10-01 | 0.85 | 1.1 | 1.4 | 0.098248 | 0.1965 | 0.29475 | 2010-10-01 | 90%
2011-10-01 | 6.06% | 2008-06-01 | 46.95 | 51 | 56.87 | 21.5 | 23.525 | 25.945 | 2010-11-01 | 29.8 | 31.375 | 32.8825 | 23 | 28 | 29.5075 | 0 | 0 | 0 | 0.098248 | 0.1965 | 0.29475 | 0.024512 | 0.049024 | 0.073537 | -0.25 | 1.25 | 0.3 | -0.15 | 0.3 | 0.2 | 42 | 0.4 | [14 empty] | 2010-11-01 | 90% | 2010-11-01 | 1 | 1.25 | 1.55 | 0.098248 | 0.1965 | 0.29475 | 2010-11-01 | 90%
2011-11-01 | 6.062% | 2008-07-01 | 60.35 | 70.25 | 82.76 | 22.3 | 27.25 | 32.415 | 2010-12-01 | 30.4 | 31.975 | 33.4825 | 23.5 | 28.5 | 30.0075 | 0 | 0 | 0 | 0.096287 | 0.19257 | 0.28886 | 0.024512 | 0.049024 | 0.073537 | -0.25 | 1.25 | 0.35 | -0.15 | 0.3 | 0.2 | 42 | 0.4 | [14 empty] | 2010-12-01 | 90% | 2010-12-01 | 1 | 1.25 | 1.6 | 0.096287 | 0.19257 | 0.28886 | 2010-12-01 | 90%
2011-12-01 | 6.065% | 2008-08-01 | 60.35 | 70.25 | 82.76 | 34.45 | 39.4 | 44.565 | 2011-01-01 | 32.9795 | 34.5545 | 35.8145 | 25.654 | 30.654 | 31.914 | 0 | 0 | 0 | 0.14209 | 0.28418 | 0.42627 | 0.028026 | 0.056051 | 0.084077 | -0.75 | 2 | 0.75 | -0.15 | 0.5 | 0.2 | 42 | 0.4 | [14 empty] | 2011-01-01 | 90% | 2011-01-01 | 1.25 | 2 | 2.75 | 0.14209 | 0.28418 | 0.42627 | 2011-01-01 | 90%
2012-01-01 | 6.067% | 2008-09-01 | 35.45 | 39.5 | 43.35 | 25.875 | 27.9 | 29.49 | 2011-02-01 | 32.642 | 33.8795 | 35.1395 | 25.054 | 30.054 | 31.314 | 0 | 0 | 0 | 0.13727 | 0.27454 | 0.4118 | 0.028026 | 0.056051 | 0.084077 | -0.75 | 2 | 0.75 | -0.15 | 0.5 | 0.2 | 43 | 0.4 | [14 empty] | 2011-02-01 | 90% | 2011-02-01 | 1.25 | 2 | 2.75 | 0.13727 | 0.27454 | 0.4118 | 2011-02-01 | 90%
2012-02-01 | 6.069% | 2008-10-01 | 37.4 | 39.5 | 41.95 | 24.85 | 25.9 | 26.905 | 2011-03-01 | 26.7875 | 28.025 | 29.285 | 19.85 | 24.85 | 26.11 | 0 | 0 | 0 | 0.10882 | 0.21764 | 0.32646 | 0.024512 | 0.049024 | 0.073537 | -0.25 | 1.3 | 0.3 | -0.15 | 0.35 | 0.2 | 43 | 0.4 | [14 empty] | 2011-03-01 | 90% | 2011-03-01 | 1.05 | 1.3 | 1.6 | 0.10882 | 0.21764 | 0.32646 | 2011-03-01 | 90%
2012-03-01 | 6.072% | 2008-11-01 | 39.9 | 42 | 44.45 | 25.6 | 26.65 | 27.655 | 2011-04-01 | 25.775 | 27.35 | 28.61 | 19.25 | 24.25 | 25.51 | 0 | 0 | 0 | 0.10867 | 0.21734 | 0.32601 | 0.024512 | 0.049024 | 0.073537 | -0.25 | 1.1 | 0.3 | -0.15 | 0.35 | 0.2 | 43 | 0.4 | [14 empty] | 2011-04-01 | 90% | 2011-04-01 | 0.85 | 1.1 | 1.4 | 0.10867 | 0.21734 | 0.32601 | 2011-04-01 | 90%
2012-04-01 | 6.074% | 2008-12-01 | 39.9 | 42 | 44.45 | 25.5 | 26.55 | 27.555 | 2011-05-01 | 29.375 | 30.95 | 33.335 | 22.45 | 27.45 | 29.835 | 0 | 0 | 0 | 0.11432 | 0.22865 | 0.34297 | 0.028026 | 0.056051 | 0.084077 | -0.25 | 1.1 | 0.3 | -0.15 | 0.5 | 0.2 | 44 | 0.4 | [14 empty] | 2011-05-01 | 90% | 2011-05-01 | 0.85 | 1.1 | 1.4 | 0.11432 | 0.22865 | 0.34297 | 2011-05-01 | 90%
2012-05-01 | 6.077% | 2009-01-01 | 55.4 | 57.5 | 59.54 | 26.8 | 27.85 | 28.69 | 2011-06-01 | 34.7125 | 37.75 | 41.38 | 27.95 | 32.95 | 36.58 | 0 | 0 | 0 | 0.12226 | 0.24452 | 0.36679 | 0.036033 | 0.072066 | 0.1081 | -0.35 | 2 | 0.3 | -0.15 | 0.65 | 0.2 | 44 | 0.4 | [14 empty] | 2011-06-01 | 90% | 2011-06-01 | 1.65 | 2 | 2.3 | 0.12226 | 0.24452 | 0.36679 | 2011-06-01 | 90%
2012-06-01 | 6.079% | 2009-02-01 | 55.85 | 57.5 | 59.54 | 23.675 | 24.5 | 25.34 | 2011-07-01 | 36.725 | 44.15 | 51.8975 | 33.15 | 38.15 | 45.8975 | 0 | 0 | 0 | 0.14562 | 0.29124 | 0.43686 | 0.048044 | 0.096088 | 0.14413 | -0.35 | 3 | 0.5 | -0.15 | 0.75 | 0.2 | 44 | 0.4 | [14 empty] | 2011-07-01 | 90% | 2011-07-01 | 2.65 | 3 | 3.5 | 0.14562 | 0.29124 | 0.43686 | 2011-07-01 | 90%
2012-07-01 | 6.081% | 2009-03-01 | 38.85 | 40.5 | 42.54 | 24.075 | 24.9 | 25.74 | 2011-08-01 | 48.475 | 55.9 | 63.6475 | 44.95 | 49.95 | 57.6975 | 0 | 0 | 0 | 0.14243 | 0.28486 | 0.42729 | 0.048044 | 0.096088 | 0.14413 | -0.35 | 3 | 0.5 | -0.15 | 0.75 | 0.2 | 45 | 0.4 | [14 empty] | 2011-08-01 | 90% | 2011-08-01 | 2.65 | 3 | 3.5 | 0.14243 | 0.28486 | 0.42729 | 2011-08-01 | 90%
2012-08-01 | 6.084% | 2009-04-01 | 34.9 | 37 | 39.04 | 21.6 | 22.65 | 23.49 | 2011-09-01 | 30.2375 | 33.275 | 35.66 | 25.55 | 30.55 | 32.935 | 0 | 0 | 0 | 0.10791 | 0.21583 | 0.32374 | 0.032029 | 0.064059 | 0.096088 | -0.35 | 1.5 | 0.3 | -0.15 | 0.4 | 0.2 | 45 | 0.4 | [14 empty] | 2011-09-01 | 90% | 2011-09-01 | 1.15 | 1.5 | 1.8 | 0.10791 | 0.21583 | 0.32374 | 2011-09-01 | 90%
2012-09-01 | 6.086% | 2009-05-01 | 38.4 | 40.5 | 44.35 | 22.6 | 23.65 | 25.24 | 2011-10-01 | 27.7 | 29.275 | 30.7825 | 21.05 | 26.05 | 27.5575 | 0 | 0 | 0 | 0.093336 | 0.18667 | 0.28001 | 0.024022 | 0.048044 | 0.072066 | -0.25 | 1.1 | 0.3 | -0.15 | 0.35 | 0.2 | 45 | 0.4 | [14 empty] | 2011-10-01 | 90% | 2011-10-01 | 0.85 | 1.1 | 1.4 | 0.093336 | 0.18667 | 0.28001 | 2011-10-01 | 90%
2012-10-01 | 6.089% | 2009-06-01 | 46.45 | 50.5 | 56.37 | 22 | 24.025 | 26.445 | 2011-11-01 | 30.05 | 31.625 | 33.1325 | 23.25 | 28.25 | 29.7575 | 0 | 0 | 0 | 0.093336 | 0.18667 | 0.28001 | 0.024022 | 0.048044 | 0.072066 | -0.25 | 1.25 | 0.3 | -0.15 | 0.3 | 0.2 | 46 | 0.4 | [14 empty] | 2011-11-01 | 90% | 2011-11-01 | 1 | 1.25 | 1.55 | 0.093336 | 0.18667 | 0.28001 | 2011-11-01 | 90%
2012-11-01 | 6.091% | 2009-07-01 | 59.85 | 69.75 | 82.26 | 22.8 | 27.75 | 32.915 | 2011-12-01 | 30.65 | 32.225 | 33.7325 | 23.75 | 28.75 | 30.2575 | 0 | 0 | 0 | 0.091473 | 0.18295 | 0.27442 | 0.024022 | 0.048044 | 0.072066 | -0.25 | 1.25 | 0.35 | -0.15 | 0.3 | 0.2 | 46 | 0.4 | [14 empty] | 2011-12-01 | 90% | 2011-12-01 | 1 | 1.25 | 1.6 | 0.091473 | 0.18295 | 0.27442 | 2011-12-01 | 90%
2012-12-01 | 6.094% | 2009-08-01 | 59.85 | 69.75 | 82.26 | 34.95 | 39.9 | 45.065 | 2012-01-01 | 33.2295 | 34.8045 | 36.0645 | 25.904 | 30.904 | 32.164 | 0 | 0 | 0 | 0.13499 | 0.26997 | 0.40496 | 0.027465 | 0.05493 | 0.082395 | -0.75 | 2 | 0.75 | -0.15 | 0.5 | 0.2 | 46 | 0.4 | [14 empty] | 2012-01-01 | 90% | 2012-01-01 | 1.25 | 2 | 2.75 | 0.13499 | 0.26997 | 0.40496 | 2012-01-01 | 90%
2013-01-01 | 6.096% | 2009-09-01 | 34.95 | 39 | 42.85 | 26.375 | 28.4 | 29.99 | 2012-02-01 | 32.892 | 34.1295 | 35.3895 | 25.304 | 30.304 | 31.564 | 0 | 0 | 0 | 0.1304 | 0.26081 | 0.39121 | 0.027465 | 0.05493 | 0.082395 | -0.75 | 2 | 0.75 | -0.15 | 0.5 | 0.2 | 47 | 0.4 | [14 empty] | 2012-02-01 | 90% | 2012-02-01 | 1.25 | 2 | 2.75 | 0.1304 | 0.26081 | 0.39121 | 2012-02-01 | 90%
2013-02-01 | 6.098% | 2009-10-01 | 36.9 | 39 | 41.45 | 25.35 | 26.4 | 27.405 | 2012-03-01 | 27.0375 | 28.275 | 29.535 | 20.1 | 25.1 | 26.36 | 0 | 0 | 0 | 0.10338 | 0.20676 | 0.31014 | 0.024022 | 0.048044 | 0.072066 | -0.25 | 1.3 | 0.3 | -0.15 | 0.35 | 0.2 | 47 | 0.4 | [14 empty] | 2012-03-01 | 90% | 2012-03-01 | 1.05 | 1.3 | 1.6 | 0.10338 | 0.20676 | 0.31014 | 2012-03-01 | 90%
2013-03-01 | 6.101% | 2009-11-01 | 39.4 | 41.5 | 43.95 | 26.1 | 27.15 | 28.155 | 2012-04-01 | 26.025 | 27.6 | 28.86 | 19.5 | 24.5 | 25.76 | 0 | 0 | 0 | 0.10324 | 0.20647 | 0.30971 | 0.024022 | 0.048044 | 0.072066 | -0.25 | 1.1 | 0.3 | -0.15 | 0.35 | 0.2 | 47 | 0.4 | [14 empty] | 2012-04-01 | 90% | 2012-04-01 | 0.85 | 1.1 | 1.4 | 0.10324 | 0.20647 | 0.30971 | 2012-04-01 | 90%
2013-04-01 | 6.103% | 2009-12-01 | 39.4 | 41.5 | 43.95 | 26 | 27.05 | 28.055 | 2012-05-01 | 29.625 | 31.2 | 33.585 | 22.7 | 27.7 | 30.085 | 0 | 0 | 0 | 0.10861 | 0.21722 | 0.32582 | 0.027465 | 0.05493 | 0.082395 | -0.25 | 1.1 | 0.3 | -0.15 | 0.5 | 0.2 | 48 | 0.4 | [14 empty] | 2012-05-01 | 90% | 2012-05-01 | 0.85 | 1.1 | 1.4 | 0.10861 | 0.21722 | 0.32582 | 2012-05-01 | 90%
2013-05-01 | 6.105% | 2010-01-01 | 54.97 | 57.6 | 59.64 | 27.035 | 28.35 | 29.19 | 2012-06-01 | 34.9625 | 38 | 41.63 | 28.2 | 33.2 | 36.83 | 0 | 0 | 0 | 0.11615 | 0.2323 | 0.34845 | 0.035312 | 0.070625 | 0.10594 | -0.35 | 2 | 0.3 | -0.15 | 0.65 | 0.2 | 48 | 0.4 | [14 empty] | 2012-06-01 | 90% | 2012-06-01 | 1.65 | 2 | 2.3 | 0.11615 | 0.2323 | 0.34845 | 2012-06-01 | 90%
2013-06-01 | 6.108% | 2010-02-01 | 55.53 | 57.6 | 59.64 | 23.965 | 25 | 25.84 | 2012-07-01 | 36.975 | 44.4 | 52.1475 | 33.4 | 38.4 | 46.1475 | 0 | 0 | 0 | 0.13834 | 0.27668 | 0.41502 | 0.047083 | 0.094166 | 0.14125 | -0.35 | 3 | 0.5 | -0.15 | 0.75 | 0.2 | 48 | 0.4 | [14 empty] | 2012-07-01 | 90% | 2012-07-01 | 2.65 | 3 | 3.5 | 0.13834 | 0.27668 | 0.41502 | 2012-07-01 | 90%
2013-07-01 | 6.11% | 2010-03-01 | 38.53 | 40.6 | 42.64 | 24.365 | 25.4 | 26.24 | 2012-08-01 | 48.725 | 56.15 | 63.8975 | 45.2 | 50.2 | 57.9475 | 0 | 0 | 0 | 0.13531 | 0.27062 | 0.40593 | 0.047083 | 0.094166 | 0.14125 | -0.35 | 3 | 0.5 | -0.15 | 0.75 | 0.2 | 49 | 0.4 | [14 empty] | 2012-08-01 | 90% | 2012-08-01 | 2.65 | 3 | 3.5 | 0.13531 | 0.27062 | 0.40593 | 2012-08-01 | 90%
2013-08-01 | 6.113% | 2010-04-01 | 34.47 | 37.1 | 39.14 | 21.835 | 23.15 | 23.99 | 2012-09-01 | 30.4875 | 33.525 | 35.91 | 25.8 | 30.8 | 33.185 | 0 | 0 | 0 | 0.10252 | 0.20504 | 0.30756 | 0.031389 | 0.062777 | 0.094166 | -0.35 | 1.5 | 0.3 | -0.15 | 0.4 | 0.2 | 49 | 0.4 | [14 empty] | 2012-09-01 | 90% | 2012-09-01 | 1.15 | 1.5 | 1.8 | 0.10252 | 0.20504 | 0.30756 | 2012-09-01 | 90%
2013-09-01 | 6.115% | 2010-05-01 | 37.97 | 40.6 | 44.45 | 22.835 | 24.15 | 25.74 | 2012-10-01 | 27.95 | 29.525 | 31.0325 | 21.3 | 26.3 | 27.8075 | 0 | 0 | 0 | 0.088669 | 0.17734 | 0.26601 | 0.023542 | 0.047083 | 0.070625 | -0.25 | 1.1 | 0.3 | -0.15 | 0.35 | 0.2 | 49 | 0.4 | [14 empty] | 2012-10-01 | 90% | 2012-10-01 | 0.85 | 1.1 | 1.4 | 0.088669 | 0.17734 | 0.26601 | 2012-10-01 | 90%
2013-10-01 | 6.118% | 2010-06-01 | 46.18 | 51.25 | 57.12 | 21.99 | 24.525 | 26.945 | 2012-11-01 | 30.3 | 31.875 | 33.3825 | 23.5 | 28.5 | 30.0075 | 0 | 0 | 0 | 0.088669 | 0.17734 | 0.26601 | 0.023542 | 0.047083 | 0.070625 | -0.25 | 1.25 | 0.3 | -0.15 | 0.3 | 0.2 | 50 | 0.4 | [14 empty] | 2012-11-01 | 90% | 2012-11-01 | 1 | 1.25 | 1.55 | 0.088669 | 0.17734 | 0.26601 | 2012-11-01 | 90%
2013-11-01 | 6.12% | 2010-07-01 | 61.35 | 71.25 | 83.76 | 23.3 | 28.25 | 33.415 | 2012-12-01 | 30.9 | 32.475 | 33.9825 | 24 | 29 | 30.5075 | 0 | 0 | 0 | 0.086899 | 0.1738 | 0.2607 | 0.023542 | 0.047083 | 0.070625 | -0.25 | 1.25 | 0.35 | -0.15 | 0.3 | 0.2 | 50 | 0.4 | [14 empty] | 2012-12-01 | 90% | 2012-12-01 | 1 | 1.25 | 1.6 | 0.086899 | 0.1738 | 0.2607 | 2012-12-01 | 90%
2013-12-01 | 6.122% | 2010-08-01 | 61.35 | 71.25 | 83.76 | 35.45 | 40.4 | 45.565 | 2013-01-01 | 33.4795 | 35.0545 | 36.3145 | 26.154 | 31.154 | 32.414 | 0 | 0 | 0 | 0.12824 | 0.25647 | 0.38471 | 0.026916 | 0.053832 | 0.080747 | -0.75 | 2 | 0.75 | -0.15 | 0.5 | 0.2 | 50 | 0.4 | [14 empty] | 2013-01-01 | 90% | 2013-01-01 | 1.25 | 2 | 2.75 | 0.12824 | 0.25647 | 0.38471 | 2013-01-01 | 90%
2014-01-01 | 6.125% | 2010-09-01 | 34.03 | 39.1 | 42.95 | 26.365 | 28.9 | 30.49 | 2013-02-01 | 33.142 | 34.3795 | 35.6395 | 25.554 | 30.554 | 31.814 | 0 | 0 | 0 | 0.12388 | 0.24777 | 0.37165 | 0.026916 | 0.053832 | 0.080747 | -0.75 | 2 | 0.75 | -0.15 | 0.5 | 0.2 | 51 | 0.4 | [14 empty] | 2013-02-01 | 90% | 2013-02-01 | 1.25 | 2 | 2.75 | 0.12388 | 0.24777 | 0.37165 | 2013-02-01 | 90%
2014-02-01 | 6.127% | 2010-10-01 | 36.47 | 39.1 | 41.55 | 25.585 | 26.9 | 27.905 | 2013-03-01 | 27.2875 | 28.525 | 29.785 | 20.35 | 25.35 | 26.61 | 0 | 0 | 0 | 0.09821 | 0.19642 | 0.29463 | 0.023542 | 0.047083 | 0.070625 | -0.25 | 1.3 | 0.3 | -0.15 | 0.35 | 0.2 | 51 | 0.4 | [14 empty] | 2013-03-01 | 90% | 2013-03-01 | 1.05 | 1.3 | 1.6 | 0.09821 | 0.19642 | 0.29463 | 2013-03-01 | 90%
2014-03-01 | 6.129% | 2010-11-01 | 38.97 | 41.6 | 44.05 | 26.335 | 27.65 | 28.655 | 2013-04-01 | 26.275 | 27.85 | 29.11 | 19.75 | 24.75 | 26.01 | 0 | 0 | 0 | 0.098075 | 0.19615 | 0.29423 | 0.023542 | 0.047083 | 0.070625 | -0.25 | 1.1 | 0.3 | -0.15 | 0.35 | 0.2 | 51 | 0.4 | [14 empty] | 2013-04-01 | 90% | 2013-04-01 | 0.85 | 1.1 | 1.4 | 0.098075 | 0.19615 | 0.29423 | 2013-04-01 | 90%
2014-04-01 | 6.132% | 2010-12-01 | 38.97 | 41.6 | 44.05 | 26.235 | 27.55 | 28.555 | 2013-05-01 | 29.875 | 31.45 | 33.835 | 22.95 | 27.95 | 30.335 | 0 | 0 | 0 | 0.10318 | 0.20635 | 0.30953 | 0.026916 | 0.053832 | 0.080747 | -0.25 | 1.1 | 0.3 | -0.15 | 0.5 | 0.2 | 52 | 0.4 | [14 empty] | 2013-05-01 | 90% | 2013-05-01 | 0.85 | 1.1 | 1.4 | 0.10318 | 0.20635 | 0.30953 | 2013-05-01 | 90%
2014-05-01 | 6.134% | 2011-01-01 | 55.07 | 57.7 | 59.74 | 27.285 | 28.6 | 29.44 | 2013-06-01 | 35.2125 | 38.25 | 41.88 | 28.45 | 33.45 | 37.08 | 0 | 0 | 0 | 0.11034 | 0.22068 | 0.33102 | 0.034606 | 0.069212 | 0.10382 | -0.35 | 2 | 0.3 | -0.15 | 0.65 | 0.2 | 52 | 0.4 | [14 empty] | 2013-06-01 | 90% | 2013-06-01 | 1.65 | 2 | 2.3 | 0.11034 | 0.22068 | 0.33102 | 2013-06-01 | 90%
2014-06-01 | 6.137% | 2011-02-01 | 55.63 | 57.7 | 59.74 | 24.215 | 25.25 | 26.09 | 2013-07-01 | 37.225 | 44.65 | 52.3975 | 33.65 | 38.65 | 46.3975 | 0 | 0 | 0 | 0.13142 | 0.26285 | 0.39427 | 0.046141 | 0.092283 | 0.13842 | -0.35 | 3 | 0.5 | -0.15 | 0.75 | 0.2 | 52 | 0.4 | [14 empty] | 2013-07-01 | 90% | 2013-07-01 | 2.65 | 3 | 3.5 | 0.13142 | 0.26285 | 0.39427 | 2013-07-01 | 90%
2014-07-01 | 6.139% | 2011-03-01 | 38.63 | 40.7 | 42.74 | 24.615 | 25.65 | 26.49 | 2013-08-01 | 48.975 | 56.4 | 64.1475 | 45.45 | 50.45 | 58.1975 | 0 | 0 | 0 | 0.12854 | 0.25709 | 0.38563 | 0.046141 | 0.092283 | 0.13842 | -0.35 | 3 | 0.5 | -0.15 | 0.75 | 0.2 | 53 | 0.4 | [14 empty] | 2013-08-01 | 90% | 2013-08-01 | 2.65 | 3 | 3.5 | 0.12854 | 0.25709 | 0.38563 | 2013-08-01 | 90%
2014-08-01 | 6.142% | 2011-04-01 | 34.57 | 37.2 | 39.24 | 22.085 | 23.4 | 24.24 | 2013-09-01 | 30.7375 | 33.775 | 36.16 | 26.05 | 31.05 | 33.435 | 0 | 0 | 0 | 0.097393 | 0.19479 | 0.29218 | 0.030761 | 0.061522 | 0.092283 | -0.35 | 1.5 | 0.3 | -0.15 | 0.4 | 0.2 | 53 | 0.4 | [14 empty] | 2013-09-01 | 90% | 2013-09-01 | 1.15 | 1.5 | 1.8 | 0.097393 | 0.19479 | 0.29218 | 2013-09-01 | 90%
2014-09-01 | 6.144% | 2011-05-01 | 38.07 | 40.7 | 44.55 | 23.085 | 24.4 | 25.99 | 2013-10-01 | 28.2 | 29.775 | 31.2825 | 21.55 | 26.55 | 28.0575 | 0 | 0 | 0 | 0.084236 | 0.16847 | 0.25271 | 0.023071 | 0.046141 | 0.069212 | -0.25 | 1.1 | 0.3 | -0.15 | 0.35 | 0.2 | 53 | 0.4 | [14 empty] | 2013-10-01 | 90% | 2013-10-01 | 0.85 | 1.1 | 1.4 | 0.084236 | 0.16847 | 0.25271 | 2013-10-01 | 90%
2014-10-01 | 6.146% | 2011-06-01 | 46.93 | 52 | 57.87 | 22.24 | 24.775 | 27.195 | 2013-11-01 | 30.55 | 32.125 | 33.6325 | 23.75 | 28.75 | 30.2575 | 0 | 0 | 0 | 0.084236 | 0.16847 | 0.25271 | 0.023071 | 0.046141 | 0.069212 | -0.25 | 1.25 | 0.3 | -0.15 | 0.3 | 0.2 | 54 | 0.4 | [14 empty] | 2013-11-01 | 90% | 2013-11-01 | 1 | 1.25 | 1.55 | 0.084236 | 0.16847 | 0.25271 | 2013-11-01 | 90%
2014-11-01 | 6.149% | 2011-07-01 | 62.85 | 72.75 | 85.26 | 23.55 | 28.5 | 33.665 | 2013-12-01 | 31.15 | 32.725 | 34.2325 | 24.25 | 29.25 | 30.7575 | 0 | 0 | 0 | 0.082554 | 0.16511 | 0.24766 | 0.023071 | 0.046141 | 0.069212 | -0.25 | 1.25 | 0.35 | -0.15 | 0.3 | 0.2 | 54 | 0.4 | [14 empty] | 2013-12-01 | 90% | 2013-12-01 | 1 | 1.25 | 1.6 | 0.082554 | 0.16511 | 0.24766 | 2013-12-01 | 90%
2014-12-01 | 6.151% | 2011-08-01 | 62.85 | 72.75 | 85.26 | 35.7 | 40.65 | 45.815 | 2014-01-01 | 33.7295 | 35.3045 | 36.5645 | 26.404 | 31.404 | 32.664 | 0 | 0 | 0 | 0.12182 | 0.24365 | 0.36547 | 0.026377 | 0.052755 | 0.079132 | -0.75 | 2 | 0.75 | -0.15 | 0.5 | 0.2 | 54 | 0.4 | [14 empty] | 2014-01-01 | 90% | 2014-01-01 | 1.25 | 2 | 2.75 | 0.12182 | 0.24365 | 0.36547 | 2014-01-01 | 90%
2015-01-01 | 6.154% | 2011-09-01 | 34.13 | 39.2 | 43.05 | 26.615 | 29.15 | 30.74 | 2014-02-01 | 33.392 | 34.6295 | 35.8895 | 25.804 | 30.804 | 32.064 | 0 | 0 | 0 | 0.11769 | 0.23538 | 0.35307 | 0.026377 | 0.052755 | 0.079132 | -0.75 | 2 | 0.75 | -0.15 | 0.5 | 0.2 | 55 | 0.4 | [14 empty] | 2014-02-01 | 90% | 2014-02-01 | 1.25 | 2 | 2.75 | 0.11769 | 0.23538 | 0.35307 | 2014-02-01 | 90%
2015-02-01 | 6.156% | 2011-10-01 | 36.57 | 39.2 | 41.65 | 25.835 | 27.15 | 28.155 | 2014-03-01 | 27.5375 | 28.775 | 30.035 | 20.6 | 25.6 | 26.86 | 0 | 0 | 0 | 0.0933 | 0.1866 | 0.2799 | 0.023071 | 0.046141 | 0.069212 | -0.25 | 1.3 | 0.3 | -0.15 | 0.35 | 0.2 | 55 | 0.4 | [14 empty] | 2014-03-01 | 90% | 2014-03-01 | 1.05 | 1.3 | 1.6 | 0.0933 | 0.1866 | 0.2799 | 2014-03-01 | 90%
2015-03-01 | 6.158% | 2011-11-01 | 39.07 | 41.7 | 44.15 | 26.585 | 27.9 | 28.905 | 2014-04-01 | 26.525 | 28.1 | 29.36 | 20 | 25 | 26.26 | 0 | 0 | 0 | 0.093172 | 0.18634 | 0.27951 | 0.023071 | 0.046141 | 0.069212 | -0.25 | 1.1 | 0.3 | -0.15 | 0.35 | 0.2 | 55 | 0.4 | [14 empty] | 2014-04-01 | 90% | 2014-04-01 | 0.85 | 1.1 | 1.4 | 0.093172 | 0.18634 | 0.27951 | 2014-04-01 | 90%
2015-04-01 | 6.161% | 2011-12-01 | 39.07 | 41.7 | 44.15 | 26.485 | 27.8 | 28.805 | 2014-05-01 | 30.125 | 31.7 | 34.085 | 23.2 | 28.2 | 30.585 | 0 | 0 | 0 | 0.098019 | 0.19604 | 0.29406 | 0.026377 | 0.052755 | 0.079132 | -0.25 | 1.1 | 0.3 | -0.15 | 0.5 | 0.2 | 56 | 0.4 | [14 empty] | 2014-05-01 | 90% | 2014-05-01 | 0.85 | 1.1 | 1.4 | 0.098019 | 0.19604 | 0.29406 | 2014-05-01 | 90%
2015-05-01 | 6.163% | 2012-01-01 | 55.17 | 57.8 | 59.84 | 27.535 | 28.85 | 29.69 | 2014-06-01 | 35.4625 | 38.5 | 42.13 | 28.7 | 33.7 | 37.33 | 0 | 0 | 0 | 0.10482 | 0.20965 | 0.31447 | 0.033914 | 0.067828 | 0.10174 | -0.35 | 2 | 0.3 | -0.15 | 0.65 | 0.2 | 56 | 0.4 | [14 empty] | 2014-06-01 | 90% | 2014-06-01 | 1.65 | 2 | 2.3 | 0.10482 | 0.20965 | 0.31447 | 2014-06-01 | 90%
2015-06-01 | 6.166% | 2012-02-01 | 55.73 | 57.8 | 59.84 | 24.465 | 25.5 | 26.34 | 2014-07-01 | 37.475 | 44.9 | 52.6475 | 33.9 | 38.9 | 46.6475 | 0 | 0 | 0 | 0.12485 | 0.2497 | 0.37455 | 0.045219 | 0.090437 | 0.13566 | -0.35 | 3 | 0.5 | -0.15 | 0.75 | 0.2 | 56 | 0.4 | [14 empty] | 2014-07-01 | 90% | 2014-07-01 | 2.65 | 3 | 3.5 | 0.12485 | 0.2497 | 0.37455 | 2014-07-01 | 90%
2015-07-01 | 6.168% | 2012-03-01 | 38.73 | 40.8 | 42.84 | 24.865 | 25.9 | 26.74 | 2014-08-01 | 49.225 | 56.65 | 64.3975 | 45.7 | 50.7 | 58.4475 | 0 | 0 | 0 | 0.12212 | 0.24423 | 0.36635 | 0.045219 | 0.090437 | 0.13566 | -0.35 | 3 | 0.5 | -0.15 | 0.75 | 0.2 | 57 | 0.4 | [14 empty] | 2014-08-01 | 90% | 2014-08-01 | 2.65 | 3 | 3.5 | 0.12212 | 0.24423 | 0.36635 | 2014-08-01 | 90%
2015-08-01 | 6.17% | 2012-04-01 | 34.67 | 37.3 | 39.34 | 22.335 | 23.65 | 24.49 | 2014-09-01 | 30.9875 | 34.025 | 36.41 | 26.3 | 31.3 | 33.685 | 0 | 0 | 0 | 0.092523 | 0.18505 | 0.27757 | 0.030146 | 0.060291 | 0.090437 | -0.35 | 1.5 | 0.3 | -0.15 | 0.4 | 0.2 | 57 | 0.4 | [14 empty] | 2014-09-01 | 90% | 2014-09-01 | 1.15 | 1.5 | 1.8 | 0.092523 | 0.18505 | 0.27757 | 2014-09-01 | 90%
2015-09-01 | 6.173% | 2012-05-01 | 38.17 | 40.8 | 44.65 | 23.335 | 24.65 | 26.24 | 2014-10-01 | 28.45 | 30.025 | 31.5325 | 21.8 | 26.8 | 28.3075 | 0 | 0 | 0 | 0.080024 | 0.16005 | 0.24007 | 0.022609 | 0.045219 | 0.067828 | -0.25 | 1.1 | 0.3 | -0.15 | 0.35 | 0.2 | 57 | 0.4 | [14 empty] | 2014-10-01 | 90% | 2014-10-01 | 0.85 | 1.1 | 1.4 | 0.080024 | 0.16005 | 0.24007 | 2014-10-01 | 90%
2015-10-01 | 6.175% | 2012-06-01 | 47.68 | 52.75 | 58.62 | 22.49 | 25.025 | 27.445 | 2014-11-01 | 30.8 | 32.375 | 33.8825 | 24 | 29 | 30.5075 | 0 | 0 | 0 | 0.080024 | 0.16005 | 0.24007 | 0.022609 | 0.045219 | 0.067828 | -0.25 | 1.25 | 0.3 | -0.15 | 0.3 | 0.2 | 58 | 0.4 | [14 empty] | 2014-11-01 | 90% | 2014-11-01 | 1 | 1.25 | 1.55 | 0.080024 | 0.16005 | 0.24007 | 2014-11-01 | 90%
2015-11-01 | 6.178% | 2012-07-01 | 64.35 | 74.25 | 86.76 | 23.8 | 28.75 | 33.915 | 2014-12-01 | 31.4 | 32.975 | 34.4825 | 24.5 | 29.5 | 31.0075 | 0 | 0 | 0 | 0.078427 | 0.15685 | 0.23528 | 0.022609 | 0.045219 | 0.067828 | -0.25 | 1.25 | 0.35 | -0.15 | 0.3 | 0.2 | 58 | 0.4 | [14 empty] | 2014-12-01 | 90% | 2014-12-01 | 1 | 1.25 | 1.6 | 0.078427 | 0.15685 | 0.23528 | 2014-12-01 | 90%
2015-12-01 | 6.18% | 2012-08-01 | 64.35 | 74.25 | 86.76 | 35.95 | 40.9 | 46.065 | 2015-01-01 | 33.9795 | 35.5545 | 36.8145 | 26.654 | 31.654 | 32.914 | 0 | 0 | 0 | 0.11573 | 0.23147 | 0.3472 | 0.02585 | 0.0517 | 0.07755 | -0.75 | 2 | 0.75 | -0.15 | 0.5 | 0.2 | 58 | 0.4 | [14 empty] | 2015-01-01 | 90% | 2015-01-01 | 1.25 | 2 | 2.75 | 0.11573 | 0.23147 | 0.3472 | 2015-01-01 | 90%
2016-01-01 | 6.183% | 2012-09-01 | 34.23 | 39.3 | 43.15 | 26.865 | 29.4 | 30.99 | 2015-02-01 | 33.642 | 34.8795 | 36.1395 | 26.054 | 31.054 | 32.314 | 0 | 0 | 0 | 0.11181 | 0.22361 | 0.33542 | 0.02585 | 0.0517 | 0.07755 | -0.75 | 2 | 0.75 | -0.15 | 0.5 | 0.2 | 59 | 0.4 | [14 empty] | 2015-02-01 | 90% | 2015-02-01 | 1.25 | 2 | 2.75 | 0.11181 | 0.22361 | 0.33542 | 2015-02-01 | 90%
2016-02-01 | 6.185% | 2012-10-01 | 36.67 | 39.3 | 41.75 | 26.085 | 27.4 | 28.405 | 2015-03-01 | 27.7875 | 29.025 | 30.285 | 20.85 | 25.85 | 27.11 | 0 | 0 | 0 | 0.088635 | 0.17727 | 0.2659 | 0.022609 | 0.045219 | 0.067828 | -0.25 | 1.3 | 0.3 | -0.15 | 0.35 | 0.2 | 59 | 0.4 | [14 empty] | 2015-03-01 | 90% | 2015-03-01 | 1.05 | 1.3 | 1.6 | 0.088635 | 0.17727 | 0.2659 | 2015-03-01 | 90%
2016-03-01 | 6.187% | 2012-11-01 | 39.17 | 41.8 | 44.25 | 26.835 | 28.15 | 29.155 | 2015-04-01 | 26.775 | 28.35 | 29.61 | 20.25 | 25.25 | 26.51 | 0 | 0 | 0 | 0.088513 | 0.17703 | 0.26554 | 0.022609 | 0.045219 | 0.067828 | -0.25 | 1.1 | 0.3 | -0.15 | 0.35 | 0.2 | 59 | 0.4 | [14 empty] | 2015-04-01 | 90% | 2015-04-01 | 0.85 | 1.1 | 1.4 | 0.088513 | 0.17703 | 0.26554 | 2015-04-01 | 90%
2016-04-01 | 6.19% | 2012-12-01 | 39.17 | 41.8 | 44.25 | 26.735 | 28.05 | 29.055 | 2015-05-01 | 30.375 | 31.95 | 34.335 | 23.45 | 28.45 | 30.835 | 0 | 0 | 0 | 0.093118 | 0.18624 | 0.27935 | 0.02585 | 0.0517 | 0.07755 | -0.25 | 1.1 | 0.3 | -0.15 | 0.5 | 0.2 | 60 | 0.4 | [14 empty] | 2015-05-01 | 90% | 2015-05-01 | 0.85 | 1.1 | 1.4 | 0.093118 | 0.18624 | 0.27935 | 2015-05-01 | 90%
2016-05-01 | 6.192% | 2013-01-01 | 55.47 | 58.1 | 60.14 | 27.785 | 29.1 | 29.94 | 2015-06-01 | 35.7125 | 38.75 | 42.38 | 28.95 | 33.95 | 37.58 | 0 | 0 | 0 | 0.099583 | 0.19917 | 0.29875 | 0.033236 | 0.066471 | 0.099707 | -0.35 | 2 | 0.3 | -0.15 | 0.65 | 0.2 | 60 | 0.4 | [14 empty] | 2015-06-01 | 90% | 2015-06-01 | 1.65 | 2 | 2.3 | 0.099583 | 0.19917 | 0.29875 | 2015-06-01 | 90%
2016-06-01 | 6.195% | 2013-02-01 | 56.03 | 58.1 | 60.14 | 24.715 | 25.75 | 26.59 | 2015-07-01 | 37.725 | 45.15 | 52.8975 | 34.15 | 39.15 | 46.8975 | 0 | 0 | 0 | 0.11861 | 0.23722 | 0.35583 | 0.044314 | 0.088628 | 0.13294 | -0.35 | 3 | 0.5 | -0.15 | 0.75 | 0.2 | 60 | 0.4 | [14 empty] | 2015-07-01 | 90% | 2015-07-01 | 2.65 | 3 | 3.5 | 0.11861 | 0.23722 | 0.35583 | 2015-07-01 | 90%
2016-07-01 | 6.197% | 2013-03-01 | 39.03 | 41.1 | 43.14 | 25.115 | 26.15 | 26.99 | 2015-08-01 | 49.475 | 56.9 | 64.6475 | 45.95 | 50.95 | 58.6975 | 0 | 0 | 0 | 0.11601 | 0.23202 | 0.34803 | 0.044314 | 0.088628 | 0.13294 | -0.35 | 3 | 0.5 | -0.15 | 0.75 | 0.2 | 61 | 0.4 | [14 empty] | 2015-08-01 | 90% | 2015-08-01 | 2.65 | 3 | 3.5 | 0.11601 | 0.23202 | 0.34803 | 2015-08-01 | 90%
2016-08-01 | 6.199% | 2013-04-01 | 34.97 | 37.6 | 39.64 | 22.585 | 23.9 | 24.74 | 2015-09-01 | 31.2375 | 34.275 | 36.66 | 26.55 | 31.55 | 33.935 | 0 | 0 | 0 | 0.087897 | 0.17579 | 0.26369 | 0.029543 | 0.059086 | 0.088628 | -0.35 | 1.5 | 0.3 | -0.15 | 0.4 | 0.2 | 61 | 0.4 | [14 empty] | 2015-09-01 | 90% | 2015-09-01 | 1.15 | 1.5 | 1.8 | 0.087897 | 0.17579 | 0.26369 | 2015-09-01 | 90%
2016-09-01 | 6.202% | 2013-05-01 | 38.67 | 41.3 | 45.15 | 23.585 | 24.9 | 26.49 | 2015-10-01 | 28.7 | 30.275 | 31.7825 | 22.05 | 27.05 | 28.5575 | 0 | 0 | 0 | 0.076023 | 0.15205 | 0.22807 | 0.022157 | 0.044314 | 0.066471 | -0.25 | 1.1 | 0.3 | -0.15 | 0.35 | 0.2 | 61 | 0.4 | [14 empty] | 2015-10-01 | 90% | 2015-10-01 | 0.85 | 1.1 | 1.4 | 0.076023 | 0.15205 | 0.22807 | 2015-10-01 | 90%
2016-10-01 | 6.204% | 2013-06-01 | 48.68 | 53.75 | 59.62 | 22.74 | 25.275 | 27.695 | 2015-11-01 | 31.05 | 32.625 | 34.1325 | 24.25 | 29.25 | 30.7575 | 0 | 0 | 0 | 0.076023 | 0.15205 | 0.22807 | 0.022157 | 0.044314 | 0.066471 | -0.25 | 1.25 | 0.3 | -0.15 | 0.3 | 0.2 | 62 | 0.4 | [14 empty] | 2015-11-01 | 90% | 2015-11-01 | 1 | 1.25 | 1.55 | 0.076023 | 0.15205 | 0.22807 | 2015-11-01 | 90%
2016-11-01 | 6.207% | 2013-07-01 | 66.35 | 76.25 | 88.76 | 24.05 | 29 | 34.165 | 2015-12-01 | 31.65 | 33.225 | 34.7325 | 24.75 | 29.75 | 31.2575 | 0 | 0 | 0 | 0.074505 | 0.14901 | 0.22352 | 0.022157 | 0.044314 | 0.066471 | -0.25 | 1.25 | 0.35 | -0.15 | 0.3 | 0.2 | 62 | 0.4 | [14 empty] | 2015-12-01 | 90% | 2015-12-01 | 1 | 1.25 | 1.6 | 0.074505 | 0.14901 | 0.22352 | 2015-12-01 | 90%
2016-12-01 | 6.209% | 2013-08-01 | 66.35 | 76.25 | 88.76 | 36.2 | 41.15 | 46.315 | 2016-01-01 | 34.2295 | 35.8045 | 37.0645 | 26.904 | 31.904 | 33.164 | 0 | 0 | 0 | 0.10995 | 0.21989 | 0.32984 | 0.025333 | 0.050666 | 0.075999 | -0.75 | 2 | 0.75 | -0.15 | 0.5 | 0.2 | 62 | 0.4 | [14 empty] | 2016-01-01 | 90% | 2016-01-01 | 1.25 | 2 | 2.75 | 0.10995 | 0.21989 | 0.32984 | 2016-01-01 | 90%
2017-01-01 | 6.211% | 2013-09-01 | 34.53 | 39.6 | 43.45 | 27.115 | 29.65 | 31.24 | 2016-02-01 | 33.892 | 35.1295 | 36.3895 | 26.304 | 31.304 | 32.564 | 0 | 0 | 0 | 0.10622 | 0.21243 | 0.31865 | 0.025333 | 0.050666 | 0.075999 | -0.75 | 2 | 0.75 | -0.15 | 0.5 | 0.2 | 63 | 0.4 | [14 empty] | 2016-02-01 | 90% | 2016-02-01 | 1.25 | 2 | 2.75 | 0.10622 | 0.21243 | 0.31865 | 2016-02-01 | 90%
2017-02-01 | 6.214% | 2013-10-01 | 36.97 | 39.6 | 42.05 | 26.335 | 27.65 | 28.655 | 2016-03-01 | 28.0375 | 29.275 | 30.535 | 21.1 | 26.1 | 27.36 | 0 | 0 | 0 | 0.084203 | 0.16841 | 0.25261 | 0.022157 | 0.044314 | 0.066471 | -0.25 | 1.3 | 0.3 | -0.15 | 0.35 | 0.2 | 63 | 0.4 | [14 empty] | 2016-03-01 | 90% | 2016-03-01 | 1.05 | 1.3 | 1.6 | 0.084203 | 0.16841 | 0.25261 | 2016-03-01 | 90%
2017-03-01 | 6.216% | 2013-11-01 | 39.47 | 42.1 | 44.55 | 27.085 | 28.4 | 29.405 | 2016-04-01 | 27.025 | 28.6 | 29.86 | 20.5 | 25.5 | 26.76 | 0 | 0 | 0 | 0.084087 | 0.16817 | 0.25226 | 0.022157 | 0.044314 | 0.066471 | -0.25 | 1.1 | 0.3 | -0.15 | 0.35 | 0.2 | 63 | 0.4 | [14 empty] | 2016-04-01 | 90% | 2016-04-01 | 0.85 | 1.1 | 1.4 | 0.084087 | 0.16817 | 0.25226 | 2016-04-01 | 90%
2017-04-01 | 6.219% | 2013-12-01 | 39.47 | 42.1 | 44.55 | 26.985 | 28.3 | 29.305 | 2016-05-01 | 30.625 | 32.2 | 34.585 | 23.7 | 28.7 | 31.085 | 0 | 0 | 0 | 0.088462 | 0.17692 | 0.26539 | 0.025333 | 0.050666 | 0.075999 | -0.25 | 1.1 | 0.3 | -0.15 | 0.5 | 0.2 | 64 | 0.4 | [14 empty] | 2016-05-01 | 90% | 2016-05-01 | 0.85 | 1.1 | 1.4 | 0.088462 | 0.17692 | 0.26539 | 2016-05-01 | 90%
2017-05-01 | 6.221% | 2014-01-01 | 55.77 | 58.4 | 60.44 | 28.035 | 29.35 | 30.19 | 2016-06-01 | 35.9625 | 39 | 42.63 | 29.2 | 34.2 | 37.83 | 0 | 0 | 0 | 0.094604 | 0.18921 | 0.28381 | 0.032571 | 0.065142 | 0.097713 | -0.35 | 2 | 0.3 | -0.15 | 0.65 | 0.2 | 64 | 0.4 | [14 empty] | 2016-06-01 | 90% | 2016-06-01 | 1.65 | 2 | 2.3 | 0.094604 | 0.18921 | 0.28381 | 2016-06-01 | 90%
2017-06-01 | 6.223% | 2014-02-01 | 56.33 | 58.4 | 60.44 | 24.965 | 26 | 26.84 | 2016-07-01 | 37.975 | 45.4 | 53.1475 | 34.4 | 39.4 | 47.1475 | 0 | 0 | 0 | 0.11268 | 0.22536 | 0.33804 | 0.043428 | 0.086856 | 0.13028 | -0.35 | 3 | 0.5 | -0.15 | 0.75 | 0.2 | 64 | 0.4 | [14 empty] | 2016-07-01 | 90% | 2016-07-01 | 2.65 | 3 | 3.5 | 0.11268 | 0.22536 | 0.33804 | 2016-07-01 | 90%
2017-07-01 | 6.226% | 2014-03-01 | 39.33 | 41.4 | 43.44 | 25.365 | 26.4 | 27.24 | 2016-08-01 | 49.725 | 57.15 | 64.8975 | 46.2 | 51.2 | 58.9475 | 0 | 0 | 0 | 0.11021 | 0.22042 | 0.33063 | 0.043428 | 0.086856 | 0.13028 | -0.35 | 3 | 0.5 | -0.15 | 0.75 | 0.2 | 65 | 0.4 | [14 empty] | 2016-08-01 | 90% | 2016-08-01 | 2.65 | 3 | 3.5 | 0.11021 | 0.22042 | 0.33063 | 2016-08-01 | 90%
2017-08-01 | 6.228% | 2014-04-01 | 35.27 | 37.9 | 39.94 | 22.835 | 24.15 | 24.99 | 2016-09-01 | 31.4875 | 34.525 | 36.91 | 26.8 | 31.8 | 34.185 | 0 | 0 | 0 | 0.083502 | 0.167 | 0.25051 | 0.028952 | 0.057904 | 0.086856 | -0.35 | 1.5 | 0.3 | -0.15 | 0.4 | 0.2 | 65 | 0.4 | [14 empty] | 2016-09-01 | 90% | 2016-09-01 | 1.15 | 1.5 | 1.8 | 0.083502 | 0.167 | 0.25051 | 2016-09-01 | 90%
2017-09-01 | 6.231% | 2014-05-01 | 39.17 | 41.8 | 45.65 | 23.835 | 25.15 | 26.74 | 2016-10-01 | 28.95 | 30.525 | 32.0325 | 22.3 | 27.3 | 28.8075 | 0 | 0 | 0 | 0.072222 | 0.14444 | 0.21666 | 0.021714 | 0.043428 | 0.065142 | -0.25 | 1.1 | 0.3 | -0.15 | 0.35 | 0.2 | 65 | 0.4 | [14 empty] | 2016-10-01 | 90% | 2016-10-01 | 0.85 | 1.1 | 1.4 | 0.072222 | 0.14444 | 0.21666 | 2016-10-01 | 90%
2017-10-01 | 6.233% | 2014-06-01 | 49.68 | 54.75 | 60.62 | 22.99 | 25.525 | 27.945 | 2016-11-01 | 31.3 | 32.875 | 34.3825 | 24.5 | 29.5 | 31.0075 | 0 | 0 | 0 | 0.072222 | 0.14444 | 0.21666 | 0.021714 | 0.043428 | 0.065142 | -0.25 | 1.25 | 0.3 | -0.15 | 0.3 | 0.2 | 66 | 0.4 | [14 empty] | 2016-11-01 | 90% | 2016-11-01 | 1 | 1.25 | 1.55 | 0.072222 | 0.14444 | 0.21666 | 2016-11-01 | 90%
2017-11-01 | 6.235% | 2014-07-01 | 68.35 | 78.25 | 90.76 | 24.3 | 29.25 | 34.415 | 2016-12-01 | 31.9 | 33.475 | 34.9825 | 25 | 30 | 31.5075 | 0 | 0 | 0 | 0.07078 | 0.14156 | 0.21234 | 0.021714 | 0.043428 | 0.065142 | -0.25 | 1.25 | 0.35 | -0.15 | 0.3 | 0.2 | 66 | 0.4 | [14 empty] | 2016-12-01 | 90% | 2016-12-01 | 1 | 1.25 | 1.6 | 0.07078 | 0.14156 | 0.21234 | 2016-12-01 | 90%
2017-12-01 | 6.238% | 2014-08-01 | 68.35 | 78.25 | 90.76 | 36.45 | 41.4 | 46.565 | 2017-01-01 | 34.4295 | 36.0045 | 37.2645 | 27.104 | 32.104 | 33.364 | 0 | 0 | 0 | 0.10445 | 0.2089 | 0.31335 | 0.024826 | 0.049653 | 0.074479 | -0.75 | 2 | 0.75 | -0.15 | 0.5 | 0.2 | 66 | 0.4 | [14 empty] | 2017-01-01 | 90% | 2017-01-01 | 1.25 | 2 | 2.75 | 0.10445 | 0.2089 | 0.31335 | 2017-01-01 | 90%
2018-01-01 | 6.24% | 2014-09-01 | 34.83 | 39.9 | 43.75 | 27.365 | 29.9 | 31.49 | 2017-02-01 | 34.092 | 35.3295 | 36.5895 | 26.504 | 31.504 | 32.764 | 0 | 0 | 0 | 0.1009 | 0.20181 | 0.30271 | 0.024826 | 0.049653 | 0.074479 | -0.75 | 2 | 0.75 | -0.15 | 0.5 | 0.2 | 67 | 0.4 | [14 empty] | 2017-02-01 | 90% | 2017-02-01 | 1.25 | 2 | 2.75 | 0.1009 | 0.20181 | 0.30271 | 2017-02-01 | 90%
2018-02-01 | 6.243% | 2014-10-01 | 37.27 | 39.9 | 42.35 | 26.585 | 27.9 | 28.905 | 2017-03-01 | 28.2375 | 29.475 | 30.735 | 21.3 | 26.3 | 27.56 | 0 | 0 | 0 | 0.079993 | 0.15999 | 0.23998 | 0.021714 | 0.043428 | 0.065142 | -0.25 | 1.3 | 0.3 | -0.15 | 0.35 | 0.2 | 67 | 0.4 | [14 empty] | 2017-03-01 | 90% | 2017-03-01 | 1.05 | 1.3 | 1.6 | 0.079993 | 0.15999 | 0.23998 | 2017-03-01 | 90%
2018-03-01 | 6.245% | 2014-11-01 | 39.77 | 42.4 | 44.85 | 27.335 | 28.65 | 29.655 | 2017-04-01 | 27.225 | 28.8 | 30.06 | 20.7 | 25.7 | 26.96 | 0 | 0 | 0 | 0.079883 | 0.15977 | 0.23965 | 0.021714 | 0.043428 | 0.065142 | -0.25 | 1.1 | 0.3 | -0.15 | 0.35 | 0.2 | 67 | 0.4 | [14 empty] | 2017-04-01 | 90% | 2017-04-01 | 0.85 | 1.1 | 1.4 | 0.079883 | 0.15977 | 0.23965 | 2017-04-01 | 90%
2018-04-01 | 6.247% | 2014-12-01 | 39.77 | 42.4 | 44.85 | 27.235 | 28.55 | 29.555 | 2017-05-01 | 30.825 | 32.4 | 34.785 | 23.9 | 28.9 | 31.285 | 0 | 0 | 0 | 0.084039 | 0.16808 | 0.25212 | 0.024826 | 0.049653 | 0.074479 | -0.25 | 1.1 | 0.3 | -0.15 | 0.5 | 0.2 | 68 | 0.4 | [14 empty] | 2017-05-01 | 90% | 2017-05-01 | 0.85 | 1.1 | 1.4 | 0.084039 | 0.16808 | 0.25212 | 2017-05-01 | 90%
2018-05-01 | 6.25% | 2015-01-01 | 56.07 | 58.7 | 60.74 | 28.285 | 29.6 | 30.44 | 2017-06-01 | 36.1625 | 39.2 | 42.83 | 29.4 | 34.4 | 38.03 | 0 | 0 | 0 | 0.089874 | 0.17975 | 0.26962 | 0.031919 | 0.063839 | 0.095758 | -0.35 | 2 | 0.3 | -0.15 | 0.65 | 0.2 | 68 | 0.4 | [14 empty] | 2017-06-01 | 90% | 2017-06-01 | 1.65 | 2 | 2.3 | 0.089874 | 0.17975 | 0.26962 | 2017-06-01 | 90%
2018-06-01 | 6.252% | 2015-02-01 | 56.63 | 58.7 | 60.74 | 25.215 | 26.25 | 27.09 | 2017-07-01 | 38.175 | 45.6 | 53.3475 | 34.6 | 39.6 | 47.3475 | 0 | 0 | 0 | 0.10704 | 0.21409 | 0.32113 | 0.042559 | 0.085119 | 0.12768 | -0.35 | 3 | 0.5 | -0.15 | 0.75 | 0.2 | 68 | 0.4 | [14 empty] | 2017-07-01 | 90% | 2017-07-01 | 2.65 | 3 | 3.5 | 0.10704 | 0.21409 | 0.32113 | 2017-07-01 | 90%
2018-07-01 | 6.255% | 2015-03-01 | 39.63 | 41.7 | 43.74 | 25.615 | 26.65 | 27.49 | 2017-08-01 | 49.925 | 57.35 | 65.0975 | 46.4 | 51.4 | 59.1475 | 0 | 0 | 0 | 0.1047 | 0.2094 | 0.3141 | 0.042559 | 0.085119 | 0.12768 | -0.35 | 3 | 0.5 | -0.15 | 0.75 | 0.2 | 69 | 0.4 | [14 empty] | 2017-08-01 | 90% | 2017-08-01 | 2.65 | 3 | 3.5 | 0.1047 | 0.2094 | 0.3141 | 2017-08-01 | 90%
2018-08-01 | 6.257% | 2015-04-01 | 35.57 | 38.2 | 40.24 | 23.085 | 24.4 | 25.24 | 2017-09-01 | 31.6875 | 34.725 | 37.11 | 27 | 32 | 34.385 | 0 | 0 | 0 | 0.079327 | 0.15865 | 0.23798 | 0.028373 | 0.056746 | 0.085119 | -0.35 | 1.5 | 0.3 | -0.15 | 0.4 | 0.2 | 69 | 0.4 | [14 empty] | 2017-09-01 | 90% | 2017-09-01 | 1.15 | 1.5 | 1.8 | 0.079327 | 0.15865 | 0.23798 | 2017-09-01 | 90%
2018-09-01 | 6.26% | 2015-05-01 | 39.67 | 42.3 | 46.15 | 24.085 | 25.4 | 26.99 | 2017-10-01 | 29.15 | 30.725 | 32.2325 | 22.5 | 27.5 | 29.0075 | 0 | 0 | 0 | 0.068611 | 0.13722 | 0.20583 | 0.02128 | 0.042559 | 0.063839 | -0.25 | 1.1 | 0.3 | -0.15 | 0.35 | 0.2 | 69 | 0.4 | [14 empty] | 2017-10-01 | 90% | 2017-10-01 | 0.85 | 1.1 | 1.4 | 0.068611 | 0.13722 | 0.20583 | 2017-10-01 | 90%
2018-10-01 | 6.262% | 2015-06-01 | 50.68 | 55.75 | 61.62 | 23.24 | 25.775 | 28.195 | 2017-11-01 | 31.5 | 33.075 | 34.5825 | 24.7 | 29.7 | 31.2075 | 0 | 0 | 0 | 0.068611 | 0.13722 | 0.20583 | 0.02128 | 0.042559 | 0.063839 | -0.25 | 1.25 | 0.3 | -0.15 | 0.3 | 0.2 | 70 | 0.4 | [14 empty] | 2017-11-01 | 90% | 2017-11-01 | 1 | 1.25 | 1.55 | 0.068611 | 0.13722 | 0.20583 | 2017-11-01 | 90%
2018-11-01 | 6.264% | 2015-07-01 | 70.35 | 80.25 | 92.76 | 24.55 | 29.5 | 34.665 | 2017-12-01 | 32.1 | 33.675 | 35.1825 | 25.2 | 30.2 | 31.7075 | 0 | 0 | 0 | 0.067241 | 0.13448 | 0.20172 | 0.02128 | 0.042559 | 0.063839 | -0.25 | 1.25 | 0.3 | -0.15 | 0.3 | 0.2 | 70 | 0.4 | [14 empty] | 2017-12-01 | 90% | 2017-12-01 | 1 | 1.25 | 1.55 | 0.067241 | 0.13448 | 0.20172 | 2017-12-01 | 90%
2018-12-01 | 6.267% | 2015-08-01 | 70.35 | 80.25 | 92.76 | 36.7 | 41.65 | 46.815 | 2018-01-01 | 34.6295 | 36.2045 | 37.4645 | 27.304 | 32.304 | 33.564 | 0 | 0 | 0 | 0.099227 | 0.19845 | 0.29768 | 0.02433 | 0.048659 | 0.072989 | -0.75 | 2 | 0.75 | -0.15 | 0.5 | 0.2 | 70 | 0.4 | [14 empty] | 2018-01-01 | 90% | 2018-01-01 | 1.25 | 2 | 2.75 | 0.099227 | 0.19845 | 0.29768 | 2018-01-01 | 90%
2019-01-01 | 6.269% | 2015-09-01 | 35.13 | 40.2 | 44.05 | 27.615 | 30.15 | 31.74 | 2018-02-01 | 34.292 | 35.5295 | 36.7895 | 26.704 | 31.704 | 32.964 | 0 | 0 | 0 | 0.09586 | 0.19172 | 0.28758 | 0.02433 | 0.048659 | 0.072989 | -0.75 | 2 | 0.75 | -0.15 | 0.5 | 0.2 | 71 | 0.4 | [14 empty] | 2018-02-01 | 90% | 2018-02-01 | 1.25 | 2 | 2.75 | 0.09586 | 0.19172 | 0.28758 | 2018-02-01 | 90%
2019-02-01 | 6.272% | 2015-10-01 | 37.57 | 40.2 | 42.65 | 26.835 | 28.15 | 29.155 | 2018-03-01 | 28.4375 | 29.675 | 30.935 | 21.5 | 26.5 | 27.76 | 0 | 0 | 0 | 0.075993 | 0.15199 | 0.22798 | 0.02128 | 0.042559 | 0.063839 | -0.25 | 1.25 | 0.3 | -0.15 | 0.35 | 0.2 | 71 | 0.4 | [14 empty] | 2018-03-01 | 90% | 2018-03-01 | 1 | 1.25 | 1.55 | 0.075993 | 0.15199 | 0.22798 | 2018-03-01 | 90%
2019-03-01 | 6.274% | 2015-11-01 | 40.07 | 42.7 | 45.15 | 27.585 | 28.9 | 29.905 | 2018-04-01 | 27.425 | 29 | 30.26 | 20.9 | 25.9 | 27.16 | 0 | 0 | 0 | 0.075889 | 0.15178 | 0.22767 | 0.02128 | 0.042559 | 0.063839 | -0.25 | 1.25 | 0.3 | -0.15 | 0.35 | 0.2 | 71 | 0.4 | [14 empty] | 2018-04-01 | 90% | 2018-04-01 | 1 | 1.25 | 1.55 | 0.075889 | 0.15178 | 0.22767 | 2018-04-01 | 90%
2019-04-01 | 6.276% | 2015-12-01 | 40.07 | 42.7 | 45.15 | 27.485 | 28.8 | 29.805 | 2018-05-01 | 31.025 | 32.6 | 34.985 | 24.1 | 29.1 | 31.485 | 0 | 0 | 0 | 0.079837 | 0.15967 | 0.23951 | 0.02433 | 0.048659 | 0.072989 | -0.25 | 1.25 | 0.3 | -0.15 | 0.5 | 0.2 | 72 | 0.4 | [14 empty] | 2018-05-01 | 90% | 2018-05-01 | 1 | 1.25 | 1.55 | 0.079837 | 0.15967 | 0.23951 | 2018-05-01 | 90%
2019-05-01 | 6.279% | 2016-01-01 | 56.37 | 59 | 61.04 | 28.535 | 29.85 | 30.69 | 2018-06-01 | 36.3625 | 39.4 | 43.03 | 29.6 | 34.6 | 38.23 | 0 | 0 | 0 | 0.08538 | 0.17076 | 0.25614 | 0.031281 | 0.062562 | 0.093843 | -0.25 | 1.25 | 0.3 | -0.15 | 0.65 | 0.2 | 72 | 0.4 | [14 empty] | 2018-06-01 | 90% | 2018-06-01 | 1 | 1.25 | 1.55 | 0.08538 | 0.17076 | 0.25614 | 2018-06-01 | 90%
2019-06-01 | 6.281% | 2016-02-01 | 56.93 | 59 | 61.04 | 25.465 | 26.5 | 27.34 | 2018-07-01 | 38.375 | 45.8 | 53.5475 | 34.8 | 39.8 | 47.5475 | 0 | 0 | 0 | 0.10169 | 0.20338 | 0.30508 | 0.041708 | 0.083416 | 0.12512 | -0.25 | 1.25 | 0.3 | -0.15 | 0.75 | 0.2 | 72 | 0.4 | [14 empty] | 2018-07-01 | 90% | 2018-07-01 | 1 | 1.25 | 1.55 | 0.10169 | 0.20338 | 0.30508 | 2018-07-01 | 90%
2019-07-01 | 6.283% | 2016-03-01 | 39.93 | 42 | 44.04 | 25.865 | 26.9 | 27.74 | 2018-08-01 | 50.125 | 57.55 | 65.2975 | 46.6 | 51.6 | 59.3475 | 0 | 0 | 0 | 0.099464 | 0.19893 | 0.29839 | 0.041708 | 0.083416 | 0.12512 | -0.25 | 1.25 | 0.3 | -0.15 | 0.75 | 0.2 | 73 | 0.4 | [14 empty] | 2018-08-01 | 90% | 2018-08-01 | 1 | 1.25 | 1.55 | 0.099464 | 0.19893 | 0.29839 | 2018-08-01 | 90%
2019-08-01 | 6.286% | 2016-04-01 | 35.87 | 38.5 | 40.54 | 23.335 | 24.65 | 25.49 | 2018-09-01 | 31.8875 | 34.925 | 37.31 | 27.2 | 32.2 | 34.585 | 0 | 0 | 0 | 0.075361 | 0.15072 | 0.22608 | 0.027805 | 0.055611 | 0.083416 | -0.25 | 1.25 | 0.3 | -0.15 | 0.4 | 0.2 | 73 | 0.4 | [14 empty] | 2018-09-01 | 90% | 2018-09-01 | 1 | 1.25 | 1.55 | 0.075361 | 0.15072 | 0.22608 | 2018-09-01 | 90%
2019-09-01 | 6.288% | 2016-05-01 | 40.17 | 42.8 | 46.65 | 24.335 | 25.65 | 27.24 | 2018-10-01 | 29.35 | 30.925 | 32.4325 | 22.7 | 27.7 | 29.2075 | 0 | 0 | 0 | 0.06518 | 0.13036 | 0.19554 | 0.020854 | 0.041708 | 0.062562 | -0.25 | 1.25 | 0.3 | -0.15 | 0.35 | 0.2 | 73 | 0.4 | [14 empty] | 2018-10-01 | 90% | 2018-10-01 | 1 | 1.25 | 1.55 | 0.06518 | 0.13036 | 0.19554 | 2018-10-01 | 90%
2019-10-01 | 6.291% | 2016-06-01 | 51.68 | 56.75 | 62.62 | 23.49 | 26.025 | 28.445 | 2018-11-01 | 31.7 | 33.275 | 34.7825 | 24.9 | 29.9 | 31.4075 | 0 | 0 | 0 | 0.06518 | 0.13036 | 0.19554 | 0.020854 | 0.041708 | 0.062562 | -0.25 | 1.25 | 0.3 | -0.15 | 0.3 | 0.2 | 74 | 0.4 | [14 empty] | 2018-11-01 | 90% | 2018-11-01 | 1 | 1.25 | 1.55 | 0.06518 | 0.13036 | 0.19554 | 2018-11-01 | 90%
2019-11-01 | 6.293% | 2016-07-01 | 72.35 | 82.25 | 94.76 | 24.8 | 29.75 | 34.915 | 2018-12-01 | 32.3 | 33.875 | 35.3825 | 25.4 | 30.4 | 31.9075 | 0 | 0 | 0 | 0.063879 | 0.12776 | 0.19164 | 0.020854 | 0.041708 | 0.062562 | -0.25 | 1.25 | 0.3 | -0.15 | 0.3 | 0.2 | 74 | 0.4 | [14 empty] | 2018-12-01 | 90% | 2018-12-01 | 1 | 1.25 | 1.55 | 0.063879 | 0.12776 | 0.19164 | 2018-12-01 | 90%
2019-12-01 | 6.296% | 2016-08-01 | 72.35 | 82.25 | 94.76 | 36.95 | 41.9 | 47.065 | 2019-01-01 | 34.8295 | 36.4045 | 37.6645 | 27.504 | 32.504 | 33.764 | 0 | 0 | 0 | 0.094265 | 0.18853 | 0.2828 | 0.020854 | 0.041708 | 0.062562 | -0.25 | 1.25 | 0.3 | -0.15 | 0.3 | 0.2 | 74 | 0.4 | [14 empty] | 2019-01-01 | 90% | 2019-01-01 | 1 | 1.25 | 1.55 | 0.094265 | 0.18853 | 0.2828 | 2019-01-01 | 90%
2020-01-01 | 6.298% | 2016-09-01 | 35.43 | 40.5 | 44.35 | 27.865 | 30.4 | 31.99 | 2019-02-01 | 34.492 | 35.7295 | 36.9895 | 26.904 | 31.904 | 33.164 | 0 | 0 | 0 | 0.091067 | 0.18213 | 0.2732 | 0.020854 | 0.041708 | 0.062562 | -0.25 | 1.25 | 0.3 | -0.15 | 0.3 | 0.2 | 74 | 0.4 | [14 empty] | 2019-02-01 | 90% | 2019-02-01 | 1 | 1.25 | 1.55 | 0.091067 | 0.18213 | 0.2732 | 2019-02-01 | 90%
2020-02-01 | 6.3% | 2016-10-01 | 37.87 | 40.5 | 42.95 | 27.085 | 28.4 | 29.405 | 2019-03-01 | 28.6375 | 29.875 | 31.135 | 21.7 | 26.7 | 27.96 | 0 | 0 | 0 | 0.072194 | 0.14439 | 0.21658 | 0.020854 | 0.041708 | 0.062562 | -0.25 | 1.25 | 0.3 | -0.15 | 0.3 | 0.2 | 74 | 0.4 | [14 empty] | 2019-03-01 | 90% | 2019-03-01 | 1 | 1.25 | 1.55 | 0.072194 | 0.14439 | 0.21658 | 2019-03-01 | 90%
2020-03-01 | 6.303% | 2016-11-01 | 40.37 | 43 | 45.45 | 27.835 | 29.15 | 30.155 | 2019-04-01 | 27.625 | 29.2 | 30.46 | 21.1 | 26.1 | 27.36 | 0 | 0 | 0 | 0 | 0 | 0 | 0 | 0 | 0 | 0 | 0 | 0 | 0 | 0 | 0 | 0 | 0 | [14 empty] | 2019-04-01 | 0% | 2019-04-01 | 0 | 0 | 0 | 0 | 0 | 0 | 2019-04-01 | 0%
2020-04-01 | 6.305% | 2016-12-01 | 40.37 | 43 | 45.45 | 27.735 | 29.05 | 30.055 | [40 empty] | 2019-05-01 | 1 | 1.25 | 1.55 | 0.079837 | 0.15967 | 0.23951 | 2019-05-01 | 90%
2020-05-01 | 6.308% | 2017-01-01 | 56.67 | 59.3 | 61.34 | 28.735 | 30.05 | 30.89 | [40 empty] | 2019-06-01 | 1 | 1.25 | 1.55 | 0.08538 | 0.17076 | 0.25614 | 2019-06-01 | 90%
2020-06-01 | 6.31% | 2017-02-01 | 57.23 | 59.3 | 61.34 | 25.665 | 26.7 | 27.54 | [40 empty] | 2019-07-01 | 1 | 1.25 | 1.55 | 0.10169 | 0.20338 | 0.30508 | 2019-07-01 | 90%
2020-07-01 | 6.312% | 2017-03-01 | 40.23 | 42.3 | 44.34 | 26.065 | 27.1 | 27.94 | [40 empty] | 2019-08-01 | 1 | 1.25 | 1.55 | 0.099464 | 0.19893 | 0.29839 | 2019-08-01 | 90%
2020-08-01 | 6.315% | 2017-04-01 | 36.17 | 38.8 | 40.84 | 23.535 | 24.85 | 25.69 | [40 empty] | 2019-09-01 | 1 | 1.25 | 1.55 | 0.075361 | 0.15072 | 0.22608 | 2019-09-01 | 90%
2020-09-01 | 6.317% | 2017-05-01 | 40.67 | 43.3 | 47.15 | 24.535 | 25.85 | 27.44 | [40 empty] | 2019-10-01 | 1 | 1.25 | 1.55 | 0.06518 | 0.13036 | 0.19554 | 2019-10-01 | 90%
2020-10-01 | 6.32% | 2017-06-01 | 52.68 | 57.75 | 63.62 | 23.69 | 26.225 | 28.645 | [40 empty] | 2019-11-01 | 1 | 1.25 | 1.55 | 0.06518 | 0.13036 | 0.19554 | 2019-11-01 | 90%
2020-11-01 | 6.322% | 2017-07-01 | 74.35 | 84.25 | 96.76 | 25 | 29.95 | 35.115 | [40 empty] | 2019-12-01 | 1 | 1.25 | 1.55 | 0.063879 | 0.12776 | 0.19164 | 2019-12-01 | 90%
2020-12-01 | 6.324% | 2017-08-01 | 74.35 | 84.25 | 96.76 | 37.15 | 42.1 | 47.265 | [40 empty] | 2020-01-01 | 1 | 1.25 | 1.55 | 0.094265 | 0.18853 | 0.2828 | 2020-01-01 | 90%
2021-01-01 | 6.327% | 2017-09-01 | 35.73 | 40.8 | 44.65 | 28.065 | 30.6 | 32.19 | [40 empty] | 2020-02-01 | 1 | 1.25 | 1.55 | 0.091067 | 0.18213 | 0.2732 | 2020-02-01 | 90%
2021-02-01 | 6.328% | 2017-10-01 | 38.17 | 40.8 | 43.25 | 27.285 | 28.6 | 29.605 | [40 empty] | 2020-03-01 | 1 | 1.25 | 1.55 | 0.072194 | 0.14439 | 0.21658 | 2020-03-01 | 90%
2021-03-01 | 6.327% | 2017-11-01 | 40.67 | 43.3 | 45.75 | 28.035 | 29.35 | 30.355 | [40 empty] | 2020-04-01 | 0 | 0 | 0 | 0 | 0 | 0 | 2020-04-01 | 0%
2021-04-01 | 6.327% | 2017-12-01 | 40.67 | 43.3 | 45.75 | 27.935 | 29.25 | 30.255 | [40 empty] | 2020-05-01 | 1 | 1.25 | 1.55 | 0.079837 | 0.15967 | 0.23951 | 2020-05-01 | 90%
2021-05-01 | 6.327% | 2018-01-01 | 56.97 | 59.6 | 61.64 | 28.935 | 30.25 | 31.09 | [40 empty] | 2020-06-01 | 1 | 1.25 | 1.55 | 0.08538 | 0.17076 | 0.25614 | 2020-06-01 | 90%
2021-06-01 | 6.327% | 2018-02-01 | 57.53 | 59.6 | 61.64 | 25.865 | 26.9 | 27.74 | [40 empty] | 2020-07-01 | 1 | 1.25 | 1.55 | 0.10169 | 0.20338 | 0.30508 | 2020-07-01 | 90%
2021-07-01 | 6.327% | 2018-03-01 | 40.53 | 42.6 | 44.64 | 26.265 | 27.3 | 28.14 | [40 empty] | 2020-08-01 | 1 | 1.25 | 1.55 | 0.099464 | 0.19893 | 0.29839 | 2020-08-01 | 90%
2021-08-01 | 6.326% | 2018-04-01 | 36.47 | 39.1 | 41.14 | 23.735 | 25.05 | 25.89 | [40 empty] | 2020-09-01 | 1 | 1.25 | 1.55 | 0.075361 | 0.15072 | 0.22608 | 2020-09-01 | 90%
2021-09-01 | 6.326% | 2018-05-01 | 41.17 | 43.8 | 47.65 | 24.735 | 26.05 | 27.64 | [40 empty] | 2020-10-01 | 1 | 1.25 | 1.55 | 0.06518 | 0.13036 | 0.19554 | 2020-10-01 | 90%
2021-10-01 | 6.326% | 2018-06-01 | 53.68 | 58.75 | 64.62 | 23.89 | 26.425 | 28.845 | [40 empty] | 2020-11-01 | 1 | 1.25 | 1.55 | 0.06518 | 0.13036 | 0.19554 | 2020-11-01 | 90%
2021-11-01 | 6.326% | 2018-07-01 | 76.35 | 86.25 | 98.76 | 25.2 | 30.15 | 35.315 | [40 empty] | 2020-12-01 | 1 | 1.25 | 1.55 | 0.063879 | 0.12776 | 0.19164 | 2020-12-01 | 90%
2021-12-01 | 6.326% | 2018-08-01 | 76.35 | 86.25 | 98.76 | 37.35 | 42.3 | 47.465 | [40 empty] | 2021-01-01 | 1 | 1.25 | 1.55 | 0.094265 | 0.18853 | 0.2828 | 2021-01-01 | 90%
2022-01-01 | 6.325% | 2018-09-01 | 36.03 | 41.1 | 44.95 | 28.265 | 30.8 | 32.39 | [40 empty] | 2021-02-01 | 1 | 1.25 | 1.55 | 0.091067 | 0.18213 | 0.2732 | 2021-02-01 | 90%
2022-02-01 | 6.325% | 2018-10-01 | 38.47 | 41.1 | 43.55 | 27.485 | 28.8 | 29.805 | [40 empty] | 2021-03-01 | 1 | 1.25 | 1.55 | 0.072194 | 0.14439 | 0.21658 | 2021-03-01 | 90%
2022-03-01 | 6.325% | 2018-11-01 | 40.97 | 43.6 | 46.05 | 28.235 | 29.55 | 30.555 | [40 empty] | 2021-04-01 | 0 | 0 | 0 | 0 | 0 | 0 | 2021-04-01 | 0%
2022-04-01 | 6.325% | 2018-12-01 | 40.97 | 43.6 | 46.05 | 28.135 | 29.45 | 30.455 | [40 empty] | 2021-05-01 | 1 | 1.25 | 1.55 | 0.079837 | 0.15967 | 0.23951 | 2021-05-01 | 90%
2022-05-01 | 6.325% | 2019-01-01 | 57.27 | 59.9 | 61.94 | 29.135 | 30.45 | 31.29 | [40 empty] | 2021-06-01 | 1 | 1.25 | 1.55 | 0.08538 | 0.17076 | 0.25614 | 2021-06-01 | 90%
2022-06-01 | 7.111% | 2019-02-01 | 57.83 | 59.9 | 61.94 | 26.065 | 27.1 | 27.94 | [40 empty] | 2021-07-01 | 1 | 1.25 | 1.55 | 0.10169 | 0.20338 | 0.30508 | 2021-07-01 | 90%
2022-07-01 | 7.11% | 2019-03-01 | 40.83 | 42.9 | 44.94 | 26.465 | 27.5 | 28.34 | [40 empty] | 2021-08-01 | 1 | 1.25 | 1.55 | 0.099464 | 0.19893 | 0.29839 | 2021-08-01 | 90%
2022-08-01 | 7.108% | 2019-04-01 | 36.77 | 39.4 | 41.44 | 23.935 | 25.25 | 26.09 | [40 empty] | 2021-09-01 | 1 | 1.25 | 1.55 | 0.075361 | 0.15072 | 0.22608 | 2021-09-01 | 90%
2022-09-01 | 7.107% | [47 empty] | 2021-10-01 | 1 | 1.25 | 1.55 | 0.06518 | 0.13036 | 0.19554 | 2021-10-01 | 90%
2022-10-01 | 7.106% | [47 empty] | 2021-11-01 | 1 | 1.25 | 1.55 | 0.06518 | 0.13036 | 0.19554 | 2021-11-01 | 90%
2022-11-01 | 7.105% | [47 empty] | 2021-12-01 | 1 | 1.25 | 1.55 | 0.063879 | 0.12776 | 0.19164 | 2021-12-01 | 90%
2022-12-01 | 7.103% | [47 empty] | 2022-01-01 | 1 | 1.25 | 1.55 | 0.094265 | 0.18853 | 0.2828 | 2022-01-01 | 90%
2023-01-01 | 7.102% | [47 empty] | 2022-02-01 | 1 | 1.25 | 1.55 | 0.091067 | 0.18213 | 0.2732 | 2022-02-01 | 90%
2023-02-01 | 7.101% | [47 empty] | 2022-03-01 | 1 | 1.25 | 1.55 | 0.072194 | 0.14439 | 0.21658 | 2022-03-01 | 90%
2023-03-01 | 7.1% | [47 empty] | 2022-04-01 | 0 | 0 | 0 | 0 | 0 | 0 | 2022-04-01 | 0%
2023-04-01 | 7.098% | [47 empty] | 2022-05-01 | 1 | 1.25 | 1.55 | 0.079837 | 0.15967 | 0.23951 | 2022-05-01 | 90%
2023-05-01 | 7.097% | [47 empty] | 2022-06-01 | 1 | 1.25 | 1.55 | 0.08538 | 0.17076 | 0.25614 | 2022-06-01 | 90%
2023-06-01 | 7.096% | [47 empty] | 2022-07-01 | 1 | 1.25 | 1.55 | 0.10169 | 0.20338 | 0.30508 | 2022-07-01 | 90%
2023-07-01 | 7.095% | [47 empty] | 2022-08-01 | 1 | 1.25 | 1.55 | 0.099464 | 0.19893 | 0.29839 | 2022-08-01 | 90%
2023-08-01 | 7.093% | [47 empty] | 2022-09-01 | 1 | 1.25 | 1.55 | 0.075361 | 0.15072 | 0.22608 | 2022-09-01 | 90%
2023-09-01 | 7.092% | [47 empty] | 2022-10-01 | 1 | 1.25 | 1.55 | 0.06518 | 0.13036 | 0.19554 | 2022-10-01 | 90%
2023-10-01 | 7.091% | [47 empty] | 2022-11-01 | 1 | 1.25 | 1.55 | 0.06518 | 0.13036 | 0.19554 | 2022-11-01 | 90%
2023-11-01 | 7.09% | [47 empty] | 2022-12-01 | 1 | 1.25 | 1.55 | 0.063879 | 0.12776 | 0.19164 | 2022-12-01 | 90%
2023-12-01 | 7.089% | [47 empty] | 2023-01-01 | 1 | 1.25 | 1.55 | 0.094265 | 0.18853 | 0.2828 | 2023-01-01 | 90%
2024-01-01 | 7.087% | [47 empty] | 2023-02-01 | 1 | 1.25 | 1.55 | 0.091067 | 0.18213 | 0.2732 | 2023-02-01 | 90%
2024-02-01 | 7.086% | [47 empty] | 2023-03-01 | 1 | 1.25 | 1.55 | 0.072194 | 0.14439 | 0.21658 | 2023-03-01 | 90%
2024-03-01 | 7.085% | [47 empty] | 2023-04-01 | 0 | 0 | 0 | 0 | 0 | 0 | 2023-04-01 | 0%
2024-04-01 | 7.084% | [47 empty] | 2023-05-01 | 1 | 1.25 | 1.55 | 0.079837 | 0.15967 | 0.23951 | 2023-05-01 | 90%
2024-05-01 | 7.082% | [47 empty] | 2023-06-01 | 1 | 1.25 | 1.55 | 0.08538 | 0.17076 | 0.25614 | 2023-06-01 | 90%
2024-06-01 | 7.081% | [47 empty] | 2023-07-01 | 1 | 1.25 | 1.55 | 0.10169 | 0.20338 | 0.30508 | 2023-07-01 | 90%
2024-07-01 | 7.08% | [47 empty] | 2023-08-01 | 1 | 1.25 | 1.55 | 0.099464 | 0.19893 | 0.29839 | 2023-08-01 | 90%
2024-08-01 | 7.079% | [47 empty] | 2023-09-01 | 1 | 1.25 | 1.55 | 0.075361 | 0.15072 | 0.22608 | 2023-09-01 | 90%
2024-09-01 | 7.077% | [47 empty] | 2023-10-01 | 1 | 1.25 | 1.55 | 0.06518 | 0.13036 | 0.19554 | 2023-10-01 | 90%
2024-10-01 | 7.076% | [47 empty] | 2023-11-01 | 1 | 1.25 | 1.55 | 0.06518 | 0.13036 | 0.19554 | 2023-11-01 | 90%
2024-11-01 | 7.075% | [47 empty] | 2023-12-01 | 1 | 1.25 | 1.55 | 0.063879 | 0.12776 | 0.19164 | 2023-12-01 | 90%
2024-12-01 | 7.074% | [47 empty] | 2024-01-01 | 1 | 1.25 | 1.55 | 0.094265 | 0.18853 | 0.2828 | 2024-01-01 | 90%
2025-01-01 | 7.072% | [47 empty] | 2024-02-01 | 1 | 1.25 | 1.55 | 0.091067 | 0.18213 | 0.2732 | 2024-02-01 | 90%
2025-02-01 | 7.071% | [47 empty] | 2024-03-01 | 1 | 1.25 | 1.55 | 0.072194 | 0.14439 | 0.21658 | 2024-03-01 | 90%
2025-03-01 | 7.07% | [47 empty] | 2024-04-01 | 0 | 0 | 0 | 0 | 0 | 0 | 2024-04-01 | 0%
2025-04-01 | 7.069% | [47 empty] | 2024-05-01 | 1 | 1.25 | 1.55 | 0.079837 | 0.15967 | 0.23951 | 2024-05-01 | 90%
2025-05-01 | 7.067% | [47 empty] | 2024-06-01 | 1 | 1.25 | 1.55 | 0.08538 | 0.17076 | 0.25614 | 2024-06-01 | 90%
2025-06-01 | 7.066% | [47 empty] | 2024-07-01 | 1 | 1.25 | 1.55 | 0.10169 | 0.20338 | 0.30508 | 2024-07-01 | 90%
2025-07-01 | 7.065% | [47 empty] | 2024-08-01 | 1 | 1.25 | 1.55 | 0.099464 | 0.19893 | 0.29839 | 2024-08-01 | 90%
2025-08-01 | 7.064% | [47 empty] | 2024-09-01 | 1 | 1.25 | 1.55 | 0.075361 | 0.15072 | 0.22608 | 2024-09-01 | 90%
2025-09-01 | 7.062% | [47 empty] | 2024-10-01 | 1 | 1.25 | 1.55 | 0.06518 | 0.13036 | 0.19554 | 2024-10-01 | 90%
2025-10-01 | 7.061% | [47 empty] | 2024-11-01 | 1 | 1.25 | 1.55 | 0.06518 | 0.13036 | 0.19554 | 2024-11-01 | 90%
2025-11-01 | 7.06% | [47 empty] | 2024-12-01 | 1 | 1.25 | 1.55 | 0.063879 | 0.12776 | 0.19164 | 2024-12-01 | 90%
2025-12-01 | 7.059% | [47 empty] | 2025-01-01 | 1 | 1.25 | 1.55 | 0.094265 | 0.18853 | 0.2828 | 2025-01-01 | 90%
2026-01-01 | 7.057% | [47 empty] | 2025-02-01 | 1 | 1.25 | 1.55 | 0.091067 | 0.18213 | 0.2732 | 2025-02-01 | 90%
2026-02-01 | 7.056% | [47 empty] | 2025-03-01 | 1 | 1.25 | 1.55 | 0.072194 | 0.14439 | 0.21658 | 2025-03-01 | 90%
2026-03-01 | 7.055% | [47 empty] | 2025-04-01 | 0 | 0 | 0 | 0 | 0 | 0 | 2025-04-01 | 0%
2026-04-01 | 7.054% | [47 empty] | 2025-05-01 | 1 | 1.25 | 1.55 | 0.079837 | 0.15967 | 0.23951 | 2025-05-01 | 90%
2026-05-01 | 7.052% | [47 empty] | 2025-06-01 | 1 | 1.25 | 1.55 | 0.08538 | 0.17076 | 0.25614 | 2025-06-01 | 90%
2026-06-01 | 7.051% | [47 empty] | 2025-07-01 | 1 | 1.25 | 1.55 | 0.10169 | 0.20338 | 0.30508 | 2025-07-01 | 90%
2026-07-01 | 7.05% | [47 empty] | 2025-08-01 | 1 | 1.25 | 1.55 | 0.099464 | 0.19893 | 0.29839 | 2025-08-01 | 90%
2026-08-01 | 7.049% | [47 empty] | 2025-09-01 | 1 | 1.25 | 1.55 | 0.075361 | 0.15072 | 0.22608 | 2025-09-01 | 90%
2026-09-01 | 7.048% | [47 empty] | 2025-10-01 | 1 | 1.25 | 1.55 | 0.06518 | 0.13036 | 0.19554 | 2025-10-01 | 90%
2026-10-01 | 7.046% | [47 empty] | 2025-11-01 | 1 | 1.25 | 1.55 | 0.06518 | 0.13036 | 0.19554 | 2025-11-01 | 90%
2026-11-01 | 7.045% | [47 empty] | 2025-12-01 | 1 | 1.25 | 1.55 | 0.063879 | 0.12776 | 0.19164 | 2025-12-01 | 90%
2026-12-01 | 7.044% | [47 empty] | 2026-01-01 | 1 | 1.25 | 1.55 | 0.094265 | 0.18853 | 0.2828 | 2026-01-01 | 90%
2027-01-01 | 7.043% | [47 empty] | 2026-02-01 | 1 | 1.25 | 1.55 | 0.091067 | 0.18213 | 0.2732 | 2026-02-01 | 90%
2027-02-01 | 7.041% | [47 empty] | 2026-03-01 | 1 | 1.25 | 1.55 | 0.072194 | 0.14439 | 0.21658 | 2026-03-01 | 90%
2027-03-01 | 7.04% | [47 empty] | 2026-04-01 | 0 | 0 | 0 | 0 | 0 | 0 | 2026-04-01 | 0%
2027-04-01 | 7.039% | [47 empty] | 2026-05-01 | 1 | 1.25 | 1.55 | 0.079837 | 0.15967 | 0.23951 | 2026-05-01 | 90%
2027-05-01 | 7.038% | [47 empty] | 2026-06-01 | 1 | 1.25 | 1.55 | 0.08538 | 0.17076 | 0.25614 | 2026-06-01 | 90%
2027-06-01 | 7.036% | [47 empty] | 2026-07-01 | 1 | 1.25 | 1.55 | 0.10169 | 0.20338 | 0.30508 | 2026-07-01 | 90%
2027-07-01 | 7.035% | [47 empty] | 2026-08-01 | 1 | 1.25 | 1.55 | 0.099464 | 0.19893 | 0.29839 | 2026-08-01 | 90%
2027-08-01 | 7.034% | [47 empty] | 2026-09-01 | 1 | 1.25 | 1.55 | 0.075361 | 0.15072 | 0.22608 | 2026-09-01 | 90%
2027-09-01 | 7.033% | [47 empty] | 2026-10-01 | 1 | 1.25 | 1.55 | 0.06518 | 0.13036 | 0.19554 | 2026-10-01 | 90%
2027-10-01 | 7.031% | [47 empty] | 2026-11-01 | 1 | 1.25 | 1.55 | 0.06518 | 0.13036 | 0.19554 | 2026-11-01 | 90%
2027-11-01 | 7.03% | [47 empty] | 2026-12-01 | 1 | 1.25 | 1.55 | 0.063879 | 0.12776 | 0.19164 | 2026-12-01 | 90%
2027-12-01 | 7.029% | [47 empty] | 2027-01-01 | 1 | 1.25 | 1.55 | 0.094265 | 0.18853 | 0.2828 | 2027-01-01 | 90%
2028-01-01 | 7.028% | [47 empty] | 2027-02-01 | 1 | 1.25 | 1.55 | 0.091067 | 0.18213 | 0.2732 | 2027-02-01 | 90%
2028-02-01 | 7.026% | [47 empty] | 2027-03-01 | 1 | 1.25 | 1.55 | 0.072194 | 0.14439 | 0.21658 | 2027-03-01 | 90%
2028-03-01 | 7.025% | [47 empty] | 2027-04-01 | 0 | 0 | 0 | 0 | 0 | 0 | 2027-04-01 | 0%
2028-04-01 | 7.024% | [47 empty] | 2027-05-01 | 1 | 1.25 | 1.55 | 0.079837 | 0.15967 | 0.23951 | 2027-05-01 | 90%
2028-05-01 | 7.023% | [47 empty] | 2027-06-01 | 1 | 1.25 | 1.55 | 0.08538 | 0.17076 | 0.25614 | 2027-06-01 | 90%
2028-06-01 | 7.021% | [47 empty] | 2027-07-01 | 1 | 1.25 | 1.55 | 0.10169 | 0.20338 | 0.30508 | 2027-07-01 | 90%
2028-07-01 | 7.02% | [47 empty] | 2027-08-01 | 1 | 1.25 | 1.55 | 0.099464 | 0.19893 | 0.29839 | 2027-08-01 | 90%
2028-08-01 | 7.019% | [47 empty] | 2027-09-01 | 1 | 1.25 | 1.55 | 0.075361 | 0.15072 | 0.22608 | 2027-09-01 | 90%
2028-09-01 | 7.018% | [47 empty] | 2027-10-01 | 1 | 1.25 | 1.55 | 0.06518 | 0.13036 | 0.19554 | 2027-10-01 | 90%
2028-10-01 | 7.016% | [47 empty] | 2027-11-01 | 1 | 1.25 | 1.55 | 0.06518 | 0.13036 | 0.19554 | 2027-11-01 | 90%
2028-11-01 | 7.015% | [47 empty] | 2027-12-01 | 1 | 1.25 | 1.55 | 0.063879 | 0.12776 | 0.19164 | 2027-12-01 | 90%
2028-12-01 | 7.014% | [47 empty] | 2028-01-01 | 1 | 1.25 | 1.55 | 0.094265 | 0.18853 | 0.2828 | 2028-01-01 | 90%
2029-01-01 | 7.013% | [47 empty] | 2028-02-01 | 1 | 1.25 | 1.55 | 0.091067 | 0.18213 | 0.2732 | 2028-02-01 | 90%
2029-02-01 | 7.011% | [47 empty] | 2028-03-01 | 1 | 1.25 | 1.55 | 0.072194 | 0.14439 | 0.21658 | 2028-03-01 | 90%
2029-03-01 | 7.01% | [47 empty] | 2028-04-01 | 0 | 0 | 0 | 0 | 0 | 0 | 2028-04-01 | 0%
2029-04-01 | 7.009% | [47 empty] | 2028-05-01 | 1 | 1.25 | 1.55 | 0.079837 | 0.15967 | 0.23951 | 2028-05-01 | 90%
2029-05-01 | 7.008% | [47 empty] | 2028-06-01 | 1 | 1.25 | 1.55 | 0.08538 | 0.17076 | 0.25614 | 2028-06-01 | 90%
2029-06-01 | 7.006% | [47 empty] | 2028-07-01 | 1 | 1.25 | 1.55 | 0.10169 | 0.20338 | 0.30508 | 2028-07-01 | 90%
2029-07-01 | 7.005% | [47 empty] | 2028-08-01 | 1 | 1.25 | 1.55 | 0.099464 | 0.19893 | 0.29839 | 2028-08-01 | 90%
2029-08-01 | 7.004% | [47 empty] | 2028-09-01 | 1 | 1.25 | 1.55 | 0.075361 | 0.15072 | 0.22608 | 2028-09-01 | 90%
2029-09-01 | 7.003% | [47 empty] | 2028-10-01 | 1 | 1.25 | 1.55 | 0.06518 | 0.13036 | 0.19554 | 2028-10-01 | 90%
2029-10-01 | 7.002% | [47 empty] | 2028-11-01 | 1 | 1.25 | 1.55 | 0.06518 | 0.13036 | 0.19554 | 2028-11-01 | 90%
2029-11-01 | 7% | [47 empty] | 2028-12-01 | 1 | 1.25 | 1.55 | 0.063879 | 0.12776 | 0.19164 | 2028-12-01 | 90%
2029-12-01 | 6.999% | [47 empty] | 2029-01-01 | 1 | 1.25 | 1.55 | 0.094265 | 0.18853 | 0.2828 | 2029-01-01 | 90%
2030-01-01 | 6.998% | [47 empty] | 2029-02-01 | 1 | 1.25 | 1.55 | 0.091067 | 0.18213 | 0.2732 | 2029-02-01 | 90%
2030-02-01 | 6.997% | [47 empty] | 2029-03-01 | 1 | 1.25 | 1.55 | 0.072194 | 0.14439 | 0.21658 | 2029-03-01 | 90%
2030-03-01 | 6.995% | [47 empty] | 2029-04-01 | 0 | 0 | 0 | 0 | 0 | 0 | 2029-04-01 | 0%
2030-04-01 | 6.994% | [47 empty] | 2029-05-01 | 1 | 1.25 | 1.55 | 0.079837 | 0.15967 | 0.23951 | 2029-05-01 | 90%
2030-05-01 | 6.993% | [47 empty] | 2029-06-01 | 1 | 1.25 | 1.55 | 0.08538 | 0.17076 | 0.25614 | 2029-06-01 | 90%
2030-06-01 | 6.992% | [47 empty] | 2029-07-01 | 1 | 1.25 | 1.55 | 0.10169 | 0.20338 | 0.30508 | 2029-07-01 | 90%
2030-07-01 | 6.99% | [47 empty] | 2029-08-01 | 1 | 1.25 | 1.55 | 0.099464 | 0.19893 | 0.29839 | 2029-08-01 | 90%
2030-08-01 | 6.989% | [47 empty] | 2029-09-01 | 1 | 1.25 | 1.55 | 0.075361 | 0.15072 | 0.22608 | 2029-09-01 | 90%
2030-09-01 | 6.988% | [47 empty] | 2029-10-01 | 1 | 1.25 | 1.55 | 0.06518 | 0.13036 | 0.19554 | 2029-10-01 | 90%
2030-10-01 | 6.987% | [47 empty] | 2029-11-01 | 1 | 1.25 | 1.55 | 0.06518 | 0.13036 | 0.19554 | 2029-11-01 | 90%
2030-11-01 | 6.985% | [47 empty] | 2029-12-01 | 1 | 1.25 | 1.55 | 0.063879 | 0.12776 | 0.19164 | 2029-12-01 | 90%
2030-12-01 | 6.984% | [47 empty] | 2030-01-01 | 1 | 1.25 | 1.55 | 0.094265 | 0.18853 | 0.2828 | 2030-01-01 | 90%
2031-01-01 | 6.983% | [47 empty] | 2030-02-01 | 1 | 1.25 | 1.55 | 0.091067 | 0.18213 | 0.2732 | 2030-02-01 | 90%
[49 empty] | 2030-03-01 | 1 | 1.25 | 1.55 | 0.072194 | 0.14439 | 0.21658 | 2030-03-01 | 90%
[49 empty] | 2030-04-01 | 0 | 0 | 0 | 0 | 0 | 0 | 2030-04-01 | 0%
[49 empty] | 2030-05-01 | 1 | 1.25 | 1.55 | 0.079837 | 0.15967 | 0.23951 | 2030-05-01 | 90%
[49 empty] | 2030-06-01 | 1 | 1.25 | 1.55 | 0.08538 | 0.17076 | 0.25614 | 2030-06-01 | 90%
[49 empty] | 2030-07-01 | 1 | 1.25 | 1.55 | 0.10169 | 0.20338 | 0.30508 | 2030-07-01 | 90%
[49 empty] | 2030-08-01 | 1 | 1.25 | 1.55 | 0.099464 | 0.19893 | 0.29839 | 2030-08-01 | 90%
[49 empty] | 2030-09-01 | 1 | 1.25 | 1.55 | 0.075361 | 0.15072 | 0.22608 | 2030-09-01 | 90%
[49 empty] | 2030-10-01 | 1 | 1.25 | 1.55 | 0.06518 | 0.13036 | 0.19554 | 2030-10-01 | 90%
[49 empty] | 2030-11-01 | 1 | 1.25 | 1.55 | 0.06518 | 0.13036 | 0.19554 | 2030-11-01 | 90%
[49 empty] | 2030-12-01 | 1 | 1.25 | 1.55 | 0.063879 | 0.12776 | 0.19164 | 2030-12-01 | 90%
[49 empty] | 2031-01-01 | 1 | 1.25 | 1.55 | 0.094265 | 0.18853 | 0.2828 | 2031-01-01 | 90%
[49 empty] | 2031-02-01 | 1 | 1.25 | 1.55 | 0.091067 | 0.18213 | 0.2732 | 2031-02-01 | 90%
[49 empty] | 2031-03-01 | 1 | 1.25 | 1.55 | 0.072194 | 0.14439 | 0.21658 | 2031-03-01 | 90%
[49 empty] | 2031-04-01 | 0 | 0 | 0 | 0 | 0 | 0 | 2031-04-01 | 0%
[49 empty] | 2031-05-01 | 1 | 1.25 | 1.55 | 0.079837 | 0.15967 | 0.23951 | 2031-05-01 | 90%
[49 empty] | 2031-06-01 | 1 | 1.25 | 1.55 | 0.08538 | 0.17076 | 0.25614 | 2031-06-01 | 90%
[49 empty] | 2031-07-01 | 1 | 1.25 | 1.55 | 0.10169 | 0.20338 | 0.30508 | 2031-07-01 | 90%
[49 empty] | 2031-08-01 | 1 | 1.25 | 1.55 | 0.099464 | 0.19893 | 0.29839 | 2031-08-01 | 90%
[49 empty] | 2031-09-01 | 1 | 1.25 | 1.55 | 0.075361 | 0.15072 | 0.22608 | 2031-09-01 | 90%
[49 empty] | 2031-10-01 | 1 | 1.25 | 1.55 | 0.06518 | 0.13036 | 0.19554 | 2031-10-01 | 90%
[49 empty] | 2031-11-01 | 1 | 1.25 | 1.55 | 0.06518 | 0.13036 | 0.19554 | 2031-11-01 | 90%
[49 empty] | 2031-12-01 | 1 | 1.25 | 1.55 | 0.063879 | 0.12776 | 0.19164 | 2031-12-01 | 90%
[49 empty] | 2032-01-01 | 1 | 1.25 | 1.55 | 0.094265 | 0.18853 | 0.2828 | 2032-01-01 | 90%
[49 empty] | 2032-02-01 | 1 | 1.25 | 1.55 | 0.091067 | 0.18213 | 0.2732 | 2032-02-01 | 90%
[49 empty] | 2032-03-01 | 1 | 1.25 | 1.55 | 0.072194 | 0.14439 | 0.21658 | 2032-03-01 | 90%
[49 empty] | 2032-04-01 | 0 | 0 | 0 | 0 | 0 | 0 | 2032-04-01 | 0%
[49 empty] | 2032-05-01 | 1 | 1.25 | 1.55 | 0.079837 | 0.15967 | 0.23951 | 2032-05-01 | 90%
[49 empty] | 2032-06-01 | 1 | 1.25 | 1.55 | 0.08538 | 0.17076 | 0.25614 | 2032-06-01 | 90%
[49 empty] | 2032-07-01 | 1 | 1.25 | 1.55 | 0.10169 | 0.20338 | 0.30508 | 2032-07-01 | 90%
[49 empty] | 2032-08-01 | 1 | 1.25 | 1.55 | 0.099464 | 0.19893 | 0.29839 | 2032-08-01 | 90%

## Gas Curves
User ID: | mbennet_pc | Please enter a valid User ID for ERMS/RUNM | [18 empty] | Pub code | Book type | Curve type | UOM |  |  | 348 |  | Pub code | Book type | Curve type | UOM |  |  | 408
Password: | mbennet_pc | Please enter the Password for the User ID | [17 empty] | 1 | 401-TUSCORARA | D | PR | MMBTU | 1 | 401-TUSCORARA D PR |  | 1 | 401-TUSCORARA | I | PR | MMBTU | 1 | 401-TUSCORARA I PR |  |  | OMICRON Code | OMICRON Region | 6
Database: | egsprod | Database into which the curves will be loaded (ex: egsprod = ERMS Prod, egstest = ERMS Test, etc.) | [17 empty] | 2 | CGPR-AECO/BASIS | D | PR | MMBTU | 1 | CGPR-AECO/BASIS D PR |  | 2 | ABC/C$/IDX | I | PR | MMBTU | 1 | ABC/C$/IDX I PR |  | 1 | NG_OMICRON_1 | Louisiana - Onshore South
[20 empty] | 3 | CGPR-CHIPPAWA | D | PR | MMBTU | 1 | CGPR-CHIPPAWA D PR |  | 3 | CGPR-AECO/BASIS | I | PR | MMBTU | 1 | CGPR-AECO/BASIS I PR |  | 2 | NG_OMICRON_2 | HSC - East Texas - Katy
[6 empty] | OFFSET(K4,0,0,1,COUNT(4:4)) | [13 empty] | 4 | CGPR-CORNWALL | D | PR | MMBTU | 1 | CGPR-CORNWALL D PR |  | 4 | CGPR-CHIPPAWA | I | PR | MMBTU | 1 | CGPR-CHIPPAWA I PR |  | 3 | NG_OMICRON_3 | Oklahoma - Mid Continent
2001-01-10 | [19 empty] | 5 | CGPR-DAWN | D | PR | MMBTU | 1 | CGPR-DAWN D PR |  | 5 | CGPR-DAWN | I | PR | MMBTU | 1 | CGPR-DAWN I PR |  | 4 | NG_OMICRON_4 | Permian Basin - San Juan Basin
[11 empty] | Summer | Winter | [7 empty] | 6 | CGPR-EMERSONUSA | D | PR | MMBTU | 1 | CGPR-EMERSONUSA D PR |  | 6 | CGPR-EMERSON | I | PR | MMBTU | 1 | CGPR-EMERSON I PR |  | 5 | NG_OMICRON_5 | Northern Ventura - Northern Demarc
|  | Interest | Summer Omicron | Winter Omicron | NG Vol Bid | NG Vol Mid | NG Vol Ask | Nymex Bid | Nymex Mid | Nymex Ask | Gas Basis | Gas Basis | [7 empty] | 7 | CGPR-EMPRESS-US | D | PR | MMBTU | 1 | CGPR-EMPRESS-US D PR |  | 7 | CGPR-KINGSGATE | I | PR | MMBTU | 1 | CGPR-KINGSGATE I PR |  | 6 | NG_OMICRON_6 | Market Area: Northeast
[20 empty] | 8 | CGPR-KINGSGATE | D | PR | MMBTU | 1 | CGPR-KINGSGATE D PR |  | 8 | CGPR-NIAGARA | I | PR | MMBTU | 1 | CGPR-NIAGARA I PR |  | 7 | NG_OMICRON_7 | Appalachia
| 1 | 2 | 3 | 4 | 5 | 6 | 7 | 8 | 9 | 10 | 11 | 12 | [7 empty] | 9 | CGPR-NIAGARA | D | PR | MMBTU | 1 | CGPR-NIAGARA D PR |  | 9 | CGPR-OJIBWAY | I | PR | MMBTU | 1 | CGPR-OJIBWAY I PR |  | 8 | NG_OMICRON_8 | Rockies
| Effective Date | 2001-01-10 | 2001-01-10 | 2001-01-10 | 2001-01-10 | 2001-01-10 | 2001-01-10 | 2001-01-10 | 2001-01-10 | 2001-01-10 | 2001-01-10 | 2001-01-10 | [7 empty] | 10 | CGPR-OJIBWAY | D | PR | MMBTU | 1 | CGPR-OJIBWAY D PR |  | 10 | CGPR-PARKWAY | I | PR | MMBTU | 1 | CGPR-PARKWAY I PR |  | 9 | NG_OMICRON_9 | Alberta - Sumas
| Prompt Month | 2001-02-01 | 2001-02-01 | 2001-02-01 | 2001-02-01 | 2001-02-01 | 2001-02-01 | 2001-02-01 | 2001-02-01 | 2001-02-01 | 2001-02-01 | 2001-02-01 | [7 empty] | 11 | CGPR-PARKWAY | D | PR | MMBTU | 1 | CGPR-PARKWAY D PR |  | 11 | CGPR-ST.CLAIR | I | PR | MMBTU | 1 | CGPR-ST.CLAIR I PR |  | 10 | NG_OMICRON_10 | Sithe Curve (ANR/LA_ONSHO)
| Curve Code | INTNS | NG_OMICRON_6 | NG_OMICRON_6 | NG | NG | NG | NG | NG | NG | IF-TRANSCO/Z6 | WAHA KCBT |  |  | Summer |  |  | Winter |  | 12 | CGPR-ST.CLAIR | D | PR | MMBTU | 1 | CGPR-ST.CLAIR D PR |  | 12 | CGPR-STN2/IDX | I | PR | MMBTU | 1 | CGPR-STN2/IDX I PR |  | 11 | NG_OMICRON_11 | Chicago
| Curve Type | AA | VO | VO | BV | VO | AV | BP | PR | AP | PR | PR |  | Omicron | Omicron | Omicron | Omicron | Omicron | Omicron | 13 | CGPR-WADDING | D | PR | MMBTU | 1 | CGPR-WADDING D PR |  | 13 | CGPR-WADDING | I | PR | MMBTU | 1 | CGPR-WADDING I PR |  | 12 | NG_OMICRON_12 | Florida Zones 1 through 3
| Book Code 1 | R | P | P | P | P | P | P | P | P | D | D |  | Bid Vol | Mid Vol | Ask Vol | Bid Vol | Mid Vol | Ask Vol | 14 | CONSUMERS_CDA | D | PR | MMBTU | 1 | CONSUMERS_CDA D PR |  | 14 | CONSUMERS_CDA/I | I | PR | MMBTU | 1 | CONSUMERS_CDA/I I PR |  | 13 | NG_OMICRON_13 | Transco/Z6
| Publisher | DARNAEZ | LJOHNSO5 | LJOHNSO5 | DQUIGLE | DQUIGLE | DQUIGLE | DQUIGLE | DQUIGLE | DQUIGLE | BMCKAY_PC | BMCKAY_PC |  | 7% |  | 7% | 7% |  | 7% | 15 | DAWN-GDM | D | PR | MMBTU | 1 | DAWN-GDM D PR |  | 15 | DJ/BASIN/CIG | I | PR | MMBTU | 1 | DJ/BASIN/CIG I PR |  | 14 | NG_OMICRON_14 | MichCon
| 2001-02-01 | 0.061211 | 2.575 | 2.575 | 0.9025 | 0.91 | 0.9175 | 9.123 | 9.128 | 9.133 | 4.5 | -0.24 | 2001-02-01 | 250.5% | 257.5% | 264.5% |  |  |  | 16 | DJ/BASIN/CIG | D | PR | MMBTU | 1 | DJ/BASIN/CIG D PR |  | 16 | DJ/BASIN/WEST | I | PR | MMBTU | 1 | DJ/BASIN/WEST I PR |  | 15 | NG_OMICRON_15 | SoCal
| 2001-03-01 | 0.059683 | 1.66 | 1.66 | 0.9025 | 0.91 | 0.9175 | 8.6 | 8.605 | 8.61 | 1.85 | -0.24 | 2001-03-01 | 159% | 166% | 173% |  |  |  | 17 | DJ/BASIN/WEST | D | PR | MMBTU | 1 | DJ/BASIN/WEST D PR |  | 17 | GAS DAILY | I | PR | MMBTU | 1 | GAS DAILY I PR
| 2001-04-01 | 0.058416 | 0.56 | 0.56 | 0.6225 | 0.63 | 0.6375 | 6.645 | 6.65 | 6.655 | 0.66 | -0.105 | 2001-04-01 | 49% | 56% | 63% |  |  |  | 18 | GAS DAILY | D | PR | MMBTU | 1 | GAS DAILY D PR |  | 18 | GD-FGT/Z2 | I | PR | MMBTU | 1 | GD-FGT/Z2 I PR
| 2001-05-01 | 0.05762 | 0.51 | 0.51 | 0.4925 | 0.5 | 0.5075 | 6.06 | 6.065 | 6.07 | 0.46 | -0.085 | 2001-05-01 | 44% | 51% | 58% |  |  |  | 19 | GD-AECOUS-DAILY | D | SP | MMBTU | 1 | GD-AECOUS-DAILY D SP |  | 19 | GD-INTRASTHUB | I | PR | MMBTU | 1 | GD-INTRASTHUB I PR
| 2001-06-01 | 0.056952 | 0.51 | 0.51 | 0.4725 | 0.48 | 0.4875 | 6.01 | 6.015 | 6.02 | 0.5 | -0.105 | 2001-06-01 | 44% | 51% | 58% |  |  |  | 20 | GD-AGUADULCE | D | SP | MMBTU | 1 | GD-AGUADULCE D SP |  | 20 | GD-LOW_IROQUOIS | I | PR | MMBTU | 1 | GD-LOW_IROQUOIS I PR
| 2001-07-01 | 0.056351 | 0.51 | 0.51 | 0.4725 | 0.48 | 0.4875 | 5.995 | 6 | 6.005 | 0.65 | -0.01 | 2001-07-01 | 44% | 51% | 58% |  |  |  | 21 | GD-ALGONQUIN | D | SP | MMBTU | 1 | GD-ALGONQUIN D SP |  | 21 | GD-TRANSCO/Z6 | I | PR | MMBTU | 1 | GD-TRANSCO/Z6 I PR
| 2001-08-01 | 0.055819 | 0.61 | 0.61 | 0.4725 | 0.48 | 0.4875 | 5.985 | 5.99 | 5.995 | 0.65 | 0.03 | 2001-08-01 | 54% | 61% | 68% |  |  |  | 22 | GD-ANR/LA_ONSHO | D | SP | MMBTU | 1 | GD-ANR/LA_ONSHO D SP |  | 22 | HPL/SHPCHAN-GD | I | PR | MMBTU | 1 | HPL/SHPCHAN-GD I PR
| 2001-09-01 | 0.055287 | 0.61 | 0.61 | 0.4725 | 0.48 | 0.4875 | 5.952 | 5.957 | 5.962 | 0.5 | 0.03 | 2001-09-01 | 54% | 61% | 68% |  |  |  | 23 | GD-ANR/OK | D | SP | MMBTU | 1 | GD-ANR/OK D SP |  | 23 | IF-A/S E.BEAUM | I | PR | MMBTU | 1 | IF-A/S E.BEAUM I PR
| 2001-10-01 | 0.054848 | 0.66 | 0.66 | 0.4725 | 0.48 | 0.4875 | 5.957 | 5.962 | 5.967 | 0.565 | 0.01 | 2001-10-01 | 59% | 66% | 73% |  |  |  | 24 | GD-CAL BORDER | D | SP | MMBTU | 1 | GD-CAL BORDER D SP |  | 24 | IF-A/S EAST OFF | I | PR | MMBTU | 1 | IF-A/S EAST OFF I PR
| 2001-11-01 | 0.054517 | 1.25 | 1.25 | 0.475 | 0.4825 | 0.49 | 6.055 | 6.06 | 6.065 | 1.4 | 0.01 | 2001-11-01 | 118% | 125% | 132% |  |  |  | 25 | GD-CARTHAGE | D | SP | MMBTU | 1 | GD-CARTHAGE D SP |  | 25 | IF-AGUA DULCE | I | PR | MMBTU | 1 | IF-AGUA DULCE I PR
| 2001-12-01 | 0.054196 | 1.55 | 1.55 | 0.475 | 0.4825 | 0.49 | 6.185 | 6.19 | 6.195 | 1.6 | 0.01 | 2001-12-01 | 148% | 155% | 162% |  |  |  | 26 | GD-CGT/APPALAC | D | SP | MMBTU | 1 | GD-CGT/APPALAC D SP |  | 26 | IF-ANR/LA | I | PR | MMBTU | 1 | IF-ANR/LA I PR
| 2002-01-01 | 0.053978 | 1.75 | 1.75 | 0.475 | 0.4825 | 0.49 | 6.19 | 6.195 | 6.2 | 1.8 | 0.01 | 2002-01-01 | 168% | 175% | 182% |  |  |  | 27 | GD-CHI. GATE | D | SP | MMBTU | 1 | GD-CHI. GATE D SP |  | 27 | IF-ANR/LA_OFFSH | I | PR | MMBTU | 1 | IF-ANR/LA_OFFSH I PR
| 2002-02-01 | 0.053915 | 1.75 | 1.75 | 0.4625 | 0.47 | 0.4775 | 5.935 | 5.94 | 5.945 | 1.8 | 0.01 | 2002-02-01 | 168% | 175% | 182% |  |  |  | 28 | GD-CIG/RKYMTN | D | SP | MMBTU | 1 | GD-CIG/RKYMTN D SP |  | 28 | IF-ANR/LA_ONSHO | I | PR | MMBTU | 1 | IF-ANR/LA_ONSHO I PR
| 2002-03-01 | 0.053859 | 1.3 | 1.3 | 0.4275 | 0.435 | 0.4425 | 5.595 | 5.6 | 5.605 | 1.65 | 0.01 | 2002-03-01 | 123% | 130% | 137% |  |  |  | 29 | GD-CNG/NORTH | D | SP | MMBTU | 1 | GD-CNG/NORTH D SP |  | 29 | IF-ANR/OK | I | PR | MMBTU | 1 | IF-ANR/OK I PR
| 2002-04-01 | 0.053811 | 0.45 | 0.45 | 0.355 | 0.3625 | 0.37 | 4.715 | 4.72 | 4.725 | 0.5 | 0.02 | 2002-04-01 | 38% | 45% | 52% |  |  |  | 30 | GD-CNG/SOUTH | D | SP | MMBTU | 1 | GD-CNG/SOUTH D SP |  | 30 | IF-ARKLA/ARK-OK | I | PR | MMBTU | 1 | IF-ARKLA/ARK-OK I PR
| 2002-05-01 | 0.053783 | 0.5 | 0.5 | 0.33 | 0.3375 | 0.345 | 4.508 | 4.513 | 4.518 | 0.44 | 0.02 | 2002-05-01 | 43% | 50% | 57% |  |  |  | 31 | GD-COLGULF/LA | D | SP | MMBTU | 1 | GD-COLGULF/LA D SP |  | 31 | IF-B/M OFFSHORE | I | PR | MMBTU | 1 | IF-B/M OFFSHORE I PR
| 2002-06-01 | 0.053754 | 0.5 | 0.5 | 0.3225 | 0.33 | 0.3375 | 4.468 | 4.473 | 4.478 | 0.44 | 0.02 | 2002-06-01 | 43% | 50% | 57% |  |  |  | 32 | GD-COLGULF/RAYN | D | SP | MMBTU | 1 | GD-COLGULF/RAYN D SP |  | 32 | IF-BONDAD(100%) | I | PR | MMBTU | 1 | IF-BONDAD(100%) I PR
| 2002-07-01 | 0.053754 | 0.5 | 0.5 | 0.3175 | 0.325 | 0.3325 | 4.473 | 4.478 | 4.483 | 0.5 | 0.02 | 2002-07-01 | 43% | 50% | 57% |  |  |  | 33 | GD-CONSUMERS | D | SP | MMBTU | 1 | GD-CONSUMERS D SP |  | 33 | IF-CARTHAGE | I | PR | MMBTU | 1 | IF-CARTHAGE I PR
| 2002-08-01 | 0.053799 | 0.6 | 0.6 | 0.3175 | 0.325 | 0.3325 | 4.468 | 4.473 | 4.478 | 0.5 | 0.02 | 2002-08-01 | 53% | 60% | 67% |  |  |  | 34 | GD-CORPUS/SHPCH | D | SP | MMBTU | 1 | GD-CORPUS/SHPCH D SP |  | 34 | IF-CGT/APPALAC | I | PR | MMBTU | 1 | IF-CGT/APPALAC I PR
| 2002-09-01 | 0.053843 | 0.6 | 0.6 | 0.3175 | 0.325 | 0.3325 | 4.455 | 4.46 | 4.465 | 0.46 | 0.02 | 2002-09-01 | 53% | 60% | 67% |  |  |  | 35 | GD-DAWN | D | SP | MMBTU | 1 | GD-DAWN D SP |  | 35 | IF-CGT/CITYGATE | I | PR | MMBTU | 1 | IF-CGT/CITYGATE I PR
| 2002-10-01 | 0.053899 | 0.65 | 0.65 | 0.32 | 0.3275 | 0.335 | 4.485 | 4.49 | 4.495 | 0.47 | 0.02 | 2002-10-01 | 58% | 65% | 72% |  |  |  | 36 | GD-DJ/BASIN | D | SP | MMBTU | 1 | GD-DJ/BASIN D SP |  | 36 | IF-CIG/RKYMTN | I | PR | MMBTU | 1 | IF-CIG/RKYMTN I PR
| 2002-11-01 | 0.053974 | 0.95 | 0.95 | 0.32 | 0.3275 | 0.335 | 4.59 | 4.595 | 4.6 | 0.85 | 0.01 | 2002-11-01 | 88% | 95% | 102% |  |  |  | 37 | GD-ELPO/PERM2 | D | SP | MMBTU | 1 | GD-ELPO/PERM2 D SP |  | 37 | IF-CIG/TOMAHAWK | I | PR | MMBTU | 1 | IF-CIG/TOMAHAWK I PR
| 2002-12-01 | 0.054046 | 1.25 | 1.25 | 0.3225 | 0.33 | 0.3375 | 4.69 | 4.695 | 4.7 | 1.26 | 0.01 | 2002-12-01 | 118% | 125% | 132% |  |  |  | 38 | GD-ELPO/SANJUAN | D | SP | MMBTU | 1 | GD-ELPO/SANJUAN D SP |  | 38 | IF-CIG/WIC | I | PR | MMBTU | 1 | IF-CIG/WIC I PR
| 2003-01-01 | 0.054139 | 1.45 | 1.45 | 0.3225 | 0.33 | 0.3375 | 4.719 | 4.724 | 4.729 | 1.58 | 0.01 | 2003-01-01 | 138% | 145% | 152% |  |  |  | 39 | GD-ELPO/SJBOND | D | SP | MMBTU | 1 | GD-ELPO/SJBOND D SP |  | 39 | IF-CIG/WINDRVR | I | PR | MMBTU | 1 | IF-CIG/WINDRVR I PR
| 2003-02-01 | 0.054251 | 1.45 | 1.45 | 0.31 | 0.3175 | 0.325 | 4.544 | 4.549 | 4.554 | 1.54 | 0.01 | 2003-02-01 | 138% | 145% | 152% |  |  |  | 40 | GD-EMERSON | D | SP | MMBTU | 1 | GD-EMERSON D SP |  | 40 | IF-CNG/APPALACH | I | PR | MMBTU | 1 | IF-CNG/APPALACH I PR
| 2003-03-01 | 0.054353 | 1 | 1 | 0.3025 | 0.31 | 0.3175 | 4.294 | 4.299 | 4.304 | 0.92 | 0.01 | 2003-03-01 | 93% | 100% | 107% |  |  |  | 41 | GD-FGT/MOBILE | D | SP | MMBTU | 1 | GD-FGT/MOBILE D SP |  | 41 | IF-CNG/NORTH | I | PR | MMBTU | 1 | IF-CNG/NORTH I PR
| 2003-04-01 | 0.054454 | 0.45 | 0.45 | 0.2925 | 0.3 | 0.3075 | 3.991 | 3.996 | 4.001 | 0.5 | 0.02 | 2003-04-01 | 38% | 45% | 52% |  |  |  | 42 | GD-FGT/Z1 | D | SP | MMBTU | 1 | GD-FGT/Z1 D SP |  | 42 | IF-CNG/N_CITYGA | I | PR | MMBTU | 1 | IF-CNG/N_CITYGA I PR
| 2003-05-01 | 0.054536 | 0.5 | 0.5 | 0.2875 | 0.295 | 0.3025 | 3.916 | 3.921 | 3.926 | 0.44 | 0.02 | 2003-05-01 | 43% | 50% | 57% |  |  |  | 43 | GD-FGT/Z1/CORP | D | SP | MMBTU | 1 | GD-FGT/Z1/CORP D SP |  | 43 | IF-COLGUL/ERATH | I | PR | MMBTU | 1 | IF-COLGUL/ERATH I PR
| 2003-06-01 | 0.054621 | 0.5 | 0.5 | 0.2875 | 0.295 | 0.3025 | 3.92 | 3.925 | 3.93 | 0.44 | 0.02 | 2003-06-01 | 43% | 50% | 57% |  |  |  | 44 | GD-FGT/Z2 | D | PR | MMBTU | 1 | GD-FGT/Z2 D PR |  | 44 | IF-COLGUL/RAYNE | I | PR | MMBTU | 1 | IF-COLGUL/RAYNE I PR
| 2003-07-01 | 0.054703 | 0.5 | 0.5 | 0.2875 | 0.295 | 0.3025 | 3.935 | 3.94 | 3.945 | 0.5 | 0.02 | 2003-07-01 | 43% | 50% | 57% |  |  |  | 45 | GD-FGT/Z2 | D | SP | MMBTU | 1 | GD-FGT/Z2 D SP |  | 45 | IF-COLGULF/LA | I | PR | MMBTU | 1 | IF-COLGULF/LA I PR
| 2003-08-01 | 0.054788 | 0.6 | 0.6 | 0.2875 | 0.295 | 0.3025 | 3.935 | 3.94 | 3.945 | 0.5 | 0.02 | 2003-08-01 | 53% | 60% | 67% |  |  |  | 46 | GD-FGT/Z3 | D | SP | MMBTU | 1 | GD-FGT/Z3 D SP |  | 46 | IF-COLGULF/LAOF | I | PR | MMBTU | 1 | IF-COLGULF/LAOF I PR
| 2003-09-01 | 0.054872 | 0.6 | 0.6 | 0.2875 | 0.295 | 0.3025 | 3.956 | 3.961 | 3.966 | 0.46 | 0.02 | 2003-09-01 | 53% | 60% | 67% |  |  |  | 47 | GD-HEHUB | D | SP | MMBTU | 1 | GD-HEHUB D SP |  | 47 | IF-CORPUS | I | PR | MMBTU | 1 | IF-CORPUS I PR
| 2003-10-01 | 0.054954 | 0.65 | 0.65 | 0.2875 | 0.295 | 0.3025 | 3.981 | 3.986 | 3.991 | 0.47 | 0.02 | 2003-10-01 | 58% | 65% | 72% |  |  |  | 48 | GD-HPL/SHPCH | D | SP | MMBTU | 1 | GD-HPL/SHPCH D SP |  | 48 | IF-ELPO/ANADARK | I | PR | MMBTU | 1 | IF-ELPO/ANADARK I PR
| 2003-11-01 | 0.055037 | 0.95 | 0.95 | 0.2875 | 0.295 | 0.3025 | 4.116 | 4.121 | 4.126 | 0.85 | 0.03 | 2003-11-01 | 88% | 95% | 102% |  |  |  | 49 | GD-INTRASTHUB | D | PR | MMBTU | 1 | GD-INTRASTHUB D PR |  | 49 | IF-ELPO/PERMIAN | I | PR | MMBTU | 1 | IF-ELPO/PERMIAN I PR
| 2003-12-01 | 0.055119 | 1.25 | 1.25 | 0.29 | 0.2975 | 0.305 | 4.241 | 4.246 | 4.251 | 1.26 | 0.03 | 2003-12-01 | 118% | 125% | 132% |  |  |  | 50 | GD-IROQUOIS | D | SP | MMBTU | 1 | GD-IROQUOIS D SP |  | 50 | IF-ELPO/SJ | I | PR | MMBTU | 1 | IF-ELPO/SJ I PR
| 2004-01-01 | 0.055209 | 1.45 | 1.45 | 0.29 | 0.2975 | 0.305 | 4.27 | 4.275 | 4.28 | 1.58 | 0.03 | 2004-01-01 | 138% | 145% | 152% |  |  |  | 51 | GD-KERN/RIVER | D | SP | MMBTU | 1 | GD-KERN/RIVER D SP |  | 51 | IF-ELPO/SJ/KC | I | PR | MMBTU | 1 | IF-ELPO/SJ/KC I PR
| 2004-02-01 | 0.055306 | 1.45 | 1.45 | 0.2875 | 0.295 | 0.3025 | 4.174 | 4.179 | 4.184 | 1.54 | 0.03 | 2004-02-01 | 138% | 145% | 152% |  |  |  | 52 | GD-KOCH | D | SP | MMBTU | 1 | GD-KOCH D SP |  | 52 | IF-EPSJ(BONDAD) | I | PR | MMBTU | 1 | IF-EPSJ(BONDAD) I PR
| 2004-03-01 | 0.055397 | 1 | 1 | 0.285 | 0.2925 | 0.3 | 4.024 | 4.029 | 4.034 | 0.92 | 0.03 | 2004-03-01 | 93% | 100% | 107% |  |  |  | 53 | GD-KOCH/CORPUS | D | SP | MMBTU | 1 | GD-KOCH/CORPUS D SP |  | 53 | IF-EPSJ(MILAGR) | I | PR | MMBTU | 1 | IF-EPSJ(MILAGR) I PR
| 2004-04-01 | 0.055484 | 0.45 | 0.45 | 0.275 | 0.2825 | 0.29 | 3.841 | 3.846 | 3.851 | 0.5 | 0.05 | 2004-04-01 | 38% | 45% | 52% |  |  |  | 54 | GD-KOCH/TX | D | SP | MMBTU | 1 | GD-KOCH/TX D SP |  | 54 | IF-EPSJ/TWBLANC | I | PR | MMBTU | 1 | IF-EPSJ/TWBLANC I PR
| 2004-05-01 | 0.055556 | 0.5 | 0.5 | 0.275 | 0.2825 | 0.29 | 3.816 | 3.821 | 3.826 | 0.44 | 0.05 | 2004-05-01 | 43% | 50% | 57% |  |  |  | 55 | GD-LONESTAR | D | SP | MMBTU | 1 | GD-LONESTAR D SP |  | 55 | IF-FGT/CTYGATE | I | PR | MMBTU | 1 | IF-FGT/CTYGATE I PR
| 2004-06-01 | 0.055632 | 0.5 | 0.5 | 0.2725 | 0.28 | 0.2875 | 3.845 | 3.85 | 3.855 | 0.44 | 0.05 | 2004-06-01 | 43% | 50% | 57% |  |  |  | 56 | GD-LOW_IROQUOIS | D | PR | MMBTU | 1 | GD-LOW_IROQUOIS D PR |  | 56 | IF-FGT/MKTAREA | I | PR | MMBTU | 1 | IF-FGT/MKTAREA I PR
| 2004-07-01 | 0.055704 | 0.5 | 0.5 | 0.27 | 0.2775 | 0.285 | 3.875 | 3.88 | 3.885 | 0.5 | 0.05 | 2004-07-01 | 43% | 50% | 57% |  |  |  | 57 | GD-MALIN-CTYGAT | D | SP | MMBTU | 1 | GD-MALIN-CTYGAT D SP |  | 57 | IF-FGT/Z1 | I | PR | MMBTU | 1 | IF-FGT/Z1 I PR
| 2004-08-01 | 0.055778 | 0.6 | 0.6 | 0.27 | 0.2775 | 0.285 | 3.895 | 3.9 | 3.905 | 0.5 | 0.05 | 2004-08-01 | 53% | 60% | 67% |  |  |  | 58 | GD-MICHCON | D | SP | MMBTU | 1 | GD-MICHCON D SP |  | 58 | IF-FGT/Z2 | I | PR | MMBTU | 1 | IF-FGT/Z2 I PR
| 2004-09-01 | 0.055853 | 0.6 | 0.6 | 0.27 | 0.2775 | 0.285 | 3.916 | 3.921 | 3.926 | 0.46 | 0.05 | 2004-09-01 | 53% | 60% | 67% |  |  |  | 59 | GD-MRT/MAINLINE | D | SP | MMBTU | 1 | GD-MRT/MAINLINE D SP |  | 59 | IF-FGT/Z3 | I | PR | MMBTU | 1 | IF-FGT/Z3 I PR
| 2004-10-01 | 0.055924 | 0.65 | 0.65 | 0.27 | 0.2775 | 0.285 | 3.946 | 3.951 | 3.956 | 0.47 | 0.05 | 2004-10-01 | 58% | 65% | 72% |  |  |  | 60 | GD-MRT/WEST | D | SP | MMBTU | 1 | GD-MRT/WEST D SP |  | 60 | IF-FREEPORT | I | PR | MMBTU | 1 | IF-FREEPORT I PR
| 2004-11-01 | 0.055998 | 0.95 | 0.95 | 0.2725 | 0.28 | 0.2875 | 4.086 | 4.091 | 4.096 | 0.855 | 0.04 | 2004-11-01 | 88% | 95% | 102% |  |  |  | 61 | GD-NGPL/(IA-IL) | D | SP | MMBTU | 1 | GD-NGPL/(IA-IL) D SP |  | 61 | IF-HEHUB | I | PR | MMBTU | 1 | IF-HEHUB I PR
| 2004-12-01 | 0.05607 | 1.25 | 1.25 | 0.275 | 0.2825 | 0.29 | 4.211 | 4.216 | 4.221 | 1.27 | 0.04 | 2004-12-01 | 118% | 125% | 132% |  |  |  | 62 | GD-NGPL/AMARILO | D | SP | MMBTU | 1 | GD-NGPL/AMARILO D SP |  | 62 | IF-HPL/SHPCHAN | I | PR | MMBTU | 1 | IF-HPL/SHPCHAN I PR
| 2005-01-01 | 0.05615 | 1.45 | 1.45 | 0.275 | 0.2825 | 0.29 | 4.275 | 4.28 | 4.285 | 1.595 | 0.04 | 2005-01-01 | 138% | 145% | 152% |  |  |  | 63 | GD-NGPL/CORPUS | D | SP | MMBTU | 1 | GD-NGPL/CORPUS D SP |  | 63 | IF-IOWA_IL | I | PR | MMBTU | 1 | IF-IOWA_IL I PR
| 2005-02-01 | 0.056234 | 1.45 | 1.45 | 0.27 | 0.2775 | 0.285 | 4.179 | 4.184 | 4.189 | 1.555 | 0.04 | 2005-02-01 | 138% | 145% | 152% |  |  |  | 64 | GD-NGPL/LA | D | SP | MMBTU | 1 | GD-NGPL/LA D SP |  | 64 | IF-K/COL/TN/LA | I | PR | MMBTU | 1 | IF-K/COL/TN/LA I PR
| 2005-03-01 | 0.056311 | 1 | 1 | 0.265 | 0.2725 | 0.28 | 4.029 | 4.034 | 4.039 | 0.925 | 0.04 | 2005-03-01 | 93% | 100% | 107% |  |  |  | 65 | GD-NGPL/OK | D | SP | MMBTU | 1 | GD-NGPL/OK D SP |  | 65 | IF-KATY | I | PR | MMBTU | 1 | IF-KATY I PR
| 2005-04-01 | 0.056383 | 0.45 | 0.45 | 0.2475 | 0.255 | 0.2625 | 3.846 | 3.851 | 3.856 | 0.5 | 0.06 | 2005-04-01 | 38% | 45% | 52% |  |  |  | 66 | GD-NGPL/PAN/PRM | D | SP | MMBTU | 1 | GD-NGPL/PAN/PRM D SP |  | 66 | IF-KATY/OASIS | I | PR | MMBTU | 1 | IF-KATY/OASIS I PR
| 2005-05-01 | 0.056444 | 0.5 | 0.5 | 0.2425 | 0.25 | 0.2575 | 3.821 | 3.826 | 3.831 | 0.44 | 0.06 | 2005-05-01 | 43% | 50% | 57% |  |  |  | 67 | GD-NGPL/TXOK-E | D | SP | MMBTU | 1 | GD-NGPL/TXOK-E D SP |  | 67 | IF-KATY/TAIL | I | PR | MMBTU | 1 | IF-KATY/TAIL I PR
| 2005-06-01 | 0.056506 | 0.5 | 0.5 | 0.2375 | 0.245 | 0.2525 | 3.85 | 3.855 | 3.86 | 0.44 | 0.06 | 2005-06-01 | 43% | 50% | 57% |  |  |  | 68 | GD-NGPL/TXOK-W | D | SP | MMBTU | 1 | GD-NGPL/TXOK-W D SP |  | 68 | IF-KATY/WOFLEX | I | PR | MMBTU | 1 | IF-KATY/WOFLEX I PR
| 2005-07-01 | 0.056567 | 0.5 | 0.5 | 0.2375 | 0.245 | 0.2525 | 3.88 | 3.885 | 3.89 | 0.5 | 0.06 | 2005-07-01 | 43% | 50% | 57% |  |  |  | 69 | GD-NIAGARA | D | SP | MMBTU | 1 | GD-NIAGARA D SP |  | 69 | IF-KERN/QUEST | I | PR | MMBTU | 1 | IF-KERN/QUEST I PR
| 2005-08-01 | 0.056629 | 0.6 | 0.6 | 0.2375 | 0.245 | 0.2525 | 3.9 | 3.905 | 3.91 | 0.5 | 0.06 | 2005-08-01 | 53% | 60% | 67% |  |  |  | 70 | GD-NNG/DEMARCAT | D | SP | MMBTU | 1 | GD-NNG/DEMARCAT D SP |  | 70 | IF-KERN/RIVER | I | PR | MMBTU | 1 | IF-KERN/RIVER I PR
| 2005-09-01 | 0.056692 | 0.6 | 0.6 | 0.2375 | 0.245 | 0.2525 | 3.921 | 3.926 | 3.931 | 0.46 | 0.06 | 2005-09-01 | 53% | 60% | 67% |  |  |  | 71 | GD-NNG/TOK | D | SP | MMBTU | 1 | GD-NNG/TOK D SP |  | 71 | IF-KING RANCH | I | PR | MMBTU | 1 | IF-KING RANCH I PR
| 2005-10-01 | 0.056752 | 0.65 | 0.65 | 0.2375 | 0.245 | 0.2525 | 3.951 | 3.956 | 3.961 | 0.47 | 0.06 | 2005-10-01 | 58% | 65% | 72% |  |  |  | 72 | GD-NNG/TOK(1-6) | D | SP | MMBTU | 1 | GD-NNG/TOK(1-6) D SP |  | 72 | IF-KOCH | I | PR | MMBTU | 1 | IF-KOCH I PR
| 2005-11-01 | 0.056814 | 0.95 | 0.95 | 0.2375 | 0.245 | 0.2525 | 4.091 | 4.096 | 4.101 | 0.86 | 0.04 | 2005-11-01 | 88% | 95% | 102% |  |  |  | 73 | GD-NNG/TOK(13) | D | SP | MMBTU | 1 | GD-NNG/TOK(13) D SP |  | 73 | IF-KOCH/LA | I | PR | MMBTU | 1 | IF-KOCH/LA I PR
| 2005-12-01 | 0.056875 | 1.25 | 1.25 | 0.24 | 0.2475 | 0.255 | 4.216 | 4.221 | 4.226 | 1.28 | 0.04 | 2005-12-01 | 118% | 125% | 132% |  |  |  | 74 | GD-NNG/TOK/PAN | D | SP | MMBTU | 1 | GD-NNG/TOK/PAN D SP |  | 74 | IF-KOCH/TX | I | PR | MMBTU | 1 | IF-KOCH/TX I PR
| 2006-01-01 | 0.056937 | 1.45 | 1.45 | 0.24 | 0.2475 | 0.255 | 4.3 | 4.305 | 4.31 | 1.61 | 0.04 | 2006-01-01 | 138% | 145% | 152% |  |  |  | 75 | GD-NNG/VENT | D | SP | MMBTU | 1 | GD-NNG/VENT D SP |  | 75 | IF-LONESTAR | I | PR | MMBTU | 1 | IF-LONESTAR I PR
| 2006-02-01 | 0.056996 | 1.45 | 1.45 | 0.2375 | 0.245 | 0.2525 | 4.204 | 4.209 | 4.214 | 1.57 | 0.04 | 2006-02-01 | 138% | 145% | 152% |  |  |  | 76 | GD-NORAM-N/S | D | SP | MMBTU | 1 | GD-NORAM-N/S D SP |  | 76 | IF-LRC | I | PR | MMBTU | 1 | IF-LRC I PR
| 2006-03-01 | 0.057048 | 1 | 1 | 0.23 | 0.2375 | 0.245 | 4.054 | 4.059 | 4.064 | 0.93 | 0.04 | 2006-03-01 | 93% | 100% | 107% |  |  |  | 77 | GD-NORAM/WEST | D | SP | MMBTU | 1 | GD-NORAM/WEST D SP |  | 77 | IF-LRC/Z1 | I | PR | MMBTU | 1 | IF-LRC/Z1 I PR
| 2006-04-01 | 0.057105 | 0.45 | 0.45 | 0.23 | 0.2375 | 0.245 | 3.871 | 3.876 | 3.881 | 0.5 | 0.06 | 2006-04-01 | 38% | 45% | 52% |  |  |  | 78 | GD-NTHWST/CANB | D | SP | MMBTU | 1 | GD-NTHWST/CANB D SP |  | 78 | IF-LRC/Z2 | I | PR | MMBTU | 1 | IF-LRC/Z2 I PR
| 2006-05-01 | 0.05716 | 0.5 | 0.5 | 0.2275 | 0.235 | 0.2425 | 3.846 | 3.851 | 3.856 | 0.44 | 0.06 | 2006-05-01 | 43% | 50% | 57% |  |  |  | 79 | GD-NW STANF/1ST | D | SP | MMBTU | 1 | GD-NW STANF/1ST D SP |  | 79 | IF-LRC/Z3 | I | PR | MMBTU | 1 | IF-LRC/Z3 I PR
| 2006-06-01 | 0.057217 | 0.5 | 0.5 | 0.2275 | 0.235 | 0.2425 | 3.875 | 3.88 | 3.885 | 0.44 | 0.06 | 2006-06-01 | 43% | 50% | 57% |  |  |  | 80 | GD-NW STANFIELD | D | SP | MMBTU | 1 | GD-NW STANFIELD D SP |  | 80 | IF-LRC/Z4 | I | PR | MMBTU | 1 | IF-LRC/Z4 I PR
| 2006-07-01 | 0.057272 | 0.5 | 0.5 | 0.2275 | 0.235 | 0.2425 | 3.905 | 3.91 | 3.915 | 0.5 | 0.06 | 2006-07-01 | 43% | 50% | 57% |  |  |  | 81 | GD-NW/IGNACIO | D | SP | MMBTU | 1 | GD-NW/IGNACIO D SP |  | 81 | IF-LRC/Z5 | I | PR | MMBTU | 1 | IF-LRC/Z5 I PR
| 2006-08-01 | 0.05733 | 0.6 | 0.6 | 0.2275 | 0.235 | 0.2425 | 3.925 | 3.93 | 3.935 | 0.5 | 0.06 | 2006-08-01 | 53% | 60% | 67% |  |  |  | 82 | GD-NWPL_ROCKY_M | D | SP | MMBTU | 1 | GD-NWPL_ROCKY_M D SP |  | 82 | IF-MONCHY | I | PR | MMBTU | 1 | IF-MONCHY I PR
| 2006-09-01 | 0.057387 | 0.6 | 0.6 | 0.2275 | 0.235 | 0.2425 | 3.946 | 3.951 | 3.956 | 0.46 | 0.06 | 2006-09-01 | 53% | 60% | 67% |  |  |  | 83 | GD-PAN/TX/OK | D | SP | MMBTU | 1 | GD-PAN/TX/OK D SP |  | 83 | IF-NGPL/HARPER | I | PR | MMBTU | 1 | IF-NGPL/HARPER I PR
| 2006-10-01 | 0.057442 | 0.65 | 0.65 | 0.2275 | 0.235 | 0.2425 | 3.976 | 3.981 | 3.986 | 0.47 | 0.06 | 2006-10-01 | 58% | 65% | 72% |  |  |  | 84 | GD-PG&E/CITIGAT | D | SP | MMBTU | 1 | GD-PG&E/CITIGAT D SP |  | 84 | IF-NGPL/LA | I | PR | MMBTU | 1 | IF-NGPL/LA I PR
| 2006-11-01 | 0.057499 | 0.95 | 0.95 | 0.23 | 0.2375 | 0.245 | 4.116 | 4.121 | 4.126 | 0.86 | 0.04 | 2006-11-01 | 88% | 95% | 102% |  |  |  | 85 | GD-PGT/KINGSGAT | D | SP | MMBTU | 1 | GD-PGT/KINGSGAT D SP |  | 85 | IF-NGPL/LA-STNG | I | PR | MMBTU | 1 | IF-NGPL/LA-STNG I PR
| 2006-12-01 | 0.057554 | 1.25 | 1.25 | 0.2375 | 0.245 | 0.2525 | 4.241 | 4.246 | 4.251 | 1.28 | 0.04 | 2006-12-01 | 118% | 125% | 132% |  |  |  | 86 | GD-QUESTAR | D | SP | MMBTU | 1 | GD-QUESTAR D SP |  | 86 | IF-NGPL/MIDCON | I | PR | MMBTU | 1 | IF-NGPL/MIDCON I PR
| 2007-01-01 | 0.057611 | 1.45 | 1.45 | 0.24 | 0.2475 | 0.255 | 4.335 | 4.34 | 4.345 | 1.61 | 0.04 | 2007-01-01 | 138% | 145% | 152% |  |  |  | 87 | GD-SONAT/LA | D | SP | MMBTU | 1 | GD-SONAT/LA D SP |  | 87 | IF-NGPL/OK-NW | I | PR | MMBTU | 1 | IF-NGPL/OK-NW I PR
| 2007-02-01 | 0.057668 | 1.45 | 1.45 | 0.2275 | 0.235 | 0.2425 | 4.239 | 4.244 | 4.249 | 1.57 | 0.04 | 2007-02-01 | 138% | 145% | 152% |  |  |  | 88 | GD-TENN/100 | D | SP | MMBTU | 1 | GD-TENN/100 D SP |  | 88 | IF-NGPL/STX | I | PR | MMBTU | 1 | IF-NGPL/STX I PR
| 2007-03-01 | 0.05772 | 1 | 1 | 0.22 | 0.2275 | 0.235 | 4.089 | 4.094 | 4.099 | 0.93 | 0.04 | 2007-03-01 | 93% | 100% | 107% |  |  |  | 89 | GD-TENN/500 | D | SP | MMBTU | 1 | GD-TENN/500 D SP |  | 89 | IF-NGPL/TX | I | PR | MMBTU | 1 | IF-NGPL/TX I PR
| 2007-04-01 | 0.057777 | 0.45 | 0.45 | 0.22 | 0.2275 | 0.235 | 3.906 | 3.911 | 3.916 | 0.5 | 0.06 | 2007-04-01 | 38% | 45% | 52% |  |  |  | 90 | GD-TENN/800 | D | SP | MMBTU | 1 | GD-TENN/800 D SP |  | 90 | IF-NGPLTXOK | I | PR | MMBTU | 1 | IF-NGPLTXOK I PR
| 2007-05-01 | 0.057832 | 0.5 | 0.5 | 0.22 | 0.2275 | 0.235 | 3.881 | 3.886 | 3.891 | 0.44 | 0.06 | 2007-05-01 | 43% | 50% | 57% |  |  |  | 91 | GD-TENN/CORPUS | D | SP | MMBTU | 1 | GD-TENN/CORPUS D SP |  | 91 | IF-NNG/DEMARCAT | I | PR | MMBTU | 1 | IF-NNG/DEMARCAT I PR
| 2007-06-01 | 0.057889 | 0.5 | 0.5 | 0.21 | 0.2175 | 0.225 | 3.91 | 3.915 | 3.92 | 0.44 | 0.06 | 2007-06-01 | 43% | 50% | 57% |  |  |  | 92 | GD-TETCO/ELA | D | SP | MMBTU | 1 | GD-TETCO/ELA D SP |  | 92 | IF-NNG/TOK | I | PR | MMBTU | 1 | IF-NNG/TOK I PR
| 2007-07-01 | 0.057945 | 0.5 | 0.5 | 0.21 | 0.2175 | 0.225 | 3.94 | 3.945 | 3.95 | 0.5 | 0.06 | 2007-07-01 | 43% | 50% | 57% |  |  |  | 93 | GD-TETCO/ETX/CR | D | SP | MMBTU | 1 | GD-TETCO/ETX/CR D SP |  | 93 | IF-NNG/VENT | I | PR | MMBTU | 1 | IF-NNG/VENT I PR
| 2007-08-01 | 0.058002 | 0.6 | 0.6 | 0.21 | 0.2175 | 0.225 | 3.96 | 3.965 | 3.97 | 0.5 | 0.06 | 2007-08-01 | 53% | 60% | 67% |  |  |  | 94 | GD-TETCO/M1 | D | SP | MMBTU | 1 | GD-TETCO/M1 D SP |  | 94 | IF-NORAM/EAST | I | PR | MMBTU | 1 | IF-NORAM/EAST I PR
| 2007-09-01 | 0.058059 | 0.6 | 0.6 | 0.21 | 0.2175 | 0.225 | 3.981 | 3.986 | 3.991 | 0.46 | 0.06 | 2007-09-01 | 53% | 60% | 67% |  |  |  | 95 | GD-TETCO/M3 | D | SP | MMBTU | 1 | GD-TETCO/M3 D SP |  | 95 | IF-NORAM/WEST | I | PR | MMBTU | 1 | IF-NORAM/WEST I PR
| 2007-10-01 | 0.058114 | 0.65 | 0.65 | 0.21 | 0.2175 | 0.225 | 4.011 | 4.016 | 4.021 | 0.47 | 0.06 | 2007-10-01 | 58% | 65% | 72% |  |  |  | 96 | GD-TETCO/STX | D | SP | MMBTU | 1 | GD-TETCO/STX D SP |  | 96 | IF-NTHWST/CANBR | I | PR | MMBTU | 1 | IF-NTHWST/CANBR I PR
| 2007-11-01 | 0.058171 | 0.95 | 0.95 | 0.21 | 0.2175 | 0.225 | 4.151 | 4.156 | 4.161 | 0.86 | 0.04 | 2007-11-01 | 88% | 95% | 102% |  |  |  | 97 | GD-TETCO/WLA | D | SP | MMBTU | 1 | GD-TETCO/WLA D SP |  | 97 | IF-NWPL_ROCKY_M | I | PR | MMBTU | 1 | IF-NWPL_ROCKY_M I PR
| 2007-12-01 | 0.058226 | 1.25 | 1.25 | 0.21 | 0.2175 | 0.225 | 4.276 | 4.281 | 4.286 | 1.28 | 0.04 | 2007-12-01 | 118% | 125% | 132% |  |  |  | 98 | GD-TGT/Z1 | D | SP | MMBTU | 1 | GD-TGT/Z1 D SP |  | 98 | IF-ONG/OKLAHOMA | I | PR | MMBTU | 1 | IF-ONG/OKLAHOMA I PR
| 2008-01-01 | 0.058283 | 1.45 | 1.45 | 0.21 | 0.2175 | 0.225 | 4.38 | 4.385 | 4.39 | 1.61 | 0.04 | 2008-01-01 | 138% | 145% | 152% |  |  |  | 99 | GD-TGT/ZSL | D | SP | MMBTU | 1 | GD-TGT/ZSL D SP |  | 99 | IF-PAN/TX/OK | I | PR | MMBTU | 1 | IF-PAN/TX/OK I PR
| 2008-02-01 | 0.058342 | 1.45 | 1.45 | 0.205 | 0.2125 | 0.22 | 4.284 | 4.289 | 4.294 | 1.57 | 0.04 | 2008-02-01 | 138% | 145% | 152% |  |  |  | 100 | GD-TRANSCO/Z1 | D | SP | MMBTU | 1 | GD-TRANSCO/Z1 D SP |  | 100 | IF-QUESTAR | I | PR | MMBTU | 1 | IF-QUESTAR I PR
| 2008-03-01 | 0.058397 | 1 | 1 | 0.2 | 0.2075 | 0.215 | 4.134 | 4.139 | 4.144 | 0.93 | 0.04 | 2008-03-01 | 93% | 100% | 107% |  |  |  | 101 | GD-TRANSCO/Z2 | D | SP | MMBTU | 1 | GD-TRANSCO/Z2 D SP |  | 101 | IF-SONAT/LA | I | PR | MMBTU | 1 | IF-SONAT/LA I PR
| 2008-04-01 | 0.058456 | 0.45 | 0.45 | 0.2 | 0.2075 | 0.215 | 3.951 | 3.956 | 3.961 | 0.5 | 0.04 | 2008-04-01 | 38% | 45% | 52% |  |  |  | 102 | GD-TRANSCO/Z3 | D | SP | MMBTU | 1 | GD-TRANSCO/Z3 D SP |  | 102 | IF-TENN/LA | I | PR | MMBTU | 1 | IF-TENN/LA I PR
| 2008-05-01 | 0.058513 | 0.5 | 0.5 | 0.2 | 0.2075 | 0.215 | 3.926 | 3.931 | 3.936 | 0.44 | 0.04 | 2008-05-01 | 43% | 50% | 57% |  |  |  | 103 | GD-TRANSCO/Z4 | D | SP | MMBTU | 1 | GD-TRANSCO/Z4 D SP |  | 103 | IF-TENN/LA_OFF | I | PR | MMBTU | 1 | IF-TENN/LA_OFF I PR
| 2008-06-01 | 0.058572 | 0.5 | 0.5 | 0.2 | 0.2075 | 0.215 | 3.955 | 3.96 | 3.965 | 0.44 | 0.04 | 2008-06-01 | 43% | 50% | 57% |  |  |  | 104 | GD-TRANSCO/Z6 | D | PR | MMBTU | 1 | GD-TRANSCO/Z6 D PR |  | 104 | IF-TENN/TX | I | PR | MMBTU | 1 | IF-TENN/TX I PR
| 2008-07-01 | 0.058629 | 0.5 | 0.5 | 0.195 | 0.2025 | 0.21 | 3.985 | 3.99 | 3.995 | 0.5 | 0.04 | 2008-07-01 | 43% | 50% | 57% |  |  |  | 105 | GD-TRCOZ6/NONY | D | SP | MMBTU | 1 | GD-TRCOZ6/NONY D SP |  | 105 | IF-TENN/Z5 | I | PR | MMBTU | 1 | IF-TENN/Z5 I PR
| 2008-08-01 | 0.058688 | 0.6 | 0.6 | 0.195 | 0.2025 | 0.21 | 4.005 | 4.01 | 4.015 | 0.5 | 0.04 | 2008-08-01 | 53% | 60% | 67% |  |  |  | 106 | GD-TRCOZ6/NY | D | SP | MMBTU | 1 | GD-TRCOZ6/NY D SP |  | 106 | IF-TENN/Z6 | I | PR | MMBTU | 1 | IF-TENN/Z6 I PR
| 2008-09-01 | 0.058747 | 0.6 | 0.6 | 0.195 | 0.2025 | 0.21 | 4.026 | 4.031 | 4.036 | 0.46 | 0.04 | 2008-09-01 | 53% | 60% | 67% |  |  |  | 107 | GD-TRUNKL/ELA | D | SP | MMBTU | 1 | GD-TRUNKL/ELA D SP |  | 107 | IF-TETCO/ELA | I | PR | MMBTU | 1 | IF-TETCO/ELA I PR
| 2008-10-01 | 0.058804 | 0.65 | 0.65 | 0.195 | 0.2025 | 0.21 | 4.056 | 4.061 | 4.066 | 0.47 | 0.04 | 2008-10-01 | 58% | 65% | 72% |  |  |  | 108 | GD-TRUNKL/NO | D | SP | MMBTU | 1 | GD-TRUNKL/NO D SP |  | 108 | IF-TETCO/ETX | I | PR | MMBTU | 1 | IF-TETCO/ETX I PR
| 2008-11-01 | 0.058863 | 0.95 | 0.95 | 0.195 | 0.2025 | 0.21 | 4.196 | 4.201 | 4.206 | 0.86 | 0.04 | 2008-11-01 | 88% | 95% | 102% |  |  |  | 109 | GD-TRUNKL/SO | D | SP | MMBTU | 1 | GD-TRUNKL/SO D SP |  | 109 | IF-TETCO/LA | I | PR | MMBTU | 1 | IF-TETCO/LA I PR
| 2008-12-01 | 0.05892 | 1.25 | 1.25 | 0.1975 | 0.205 | 0.2125 | 4.321 | 4.326 | 4.331 | 1.28 | 0.04 | 2008-12-01 | 118% | 125% | 132% |  |  |  | 110 | GD-TRUNKL/WLA | D | SP | MMBTU | 1 | GD-TRUNKL/WLA D SP |  | 110 | IF-TETCO/M1 | I | PR | MMBTU | 1 | IF-TETCO/M1 I PR
| 2009-01-01 | 0.058979 | 1.45 | 1.45 | 0.1975 | 0.205 | 0.2125 | 4.435 | 4.44 | 4.445 | 1.61 | 0.04 | 2009-01-01 | 138% | 145% | 152% |  |  |  | 111 | GD-TW/PERMIAN | D | SP | MMBTU | 1 | GD-TW/PERMIAN D SP |  | 111 | IF-TETCO/M3 | I | PR | MMBTU | 1 | IF-TETCO/M3 I PR
| 2009-02-01 | 0.059038 | 1.45 | 1.45 | 0.1925 | 0.2 | 0.2075 | 4.339 | 4.344 | 4.349 | 1.57 | 0.04 | 2009-02-01 | 138% | 145% | 152% |  |  |  | 112 | GD-TW/SJ | D | SP | MMBTU | 1 | GD-TW/SJ D SP |  | 112 | IF-TETCO/STX | I | PR | MMBTU | 1 | IF-TETCO/STX I PR
| 2009-03-01 | 0.059092 | 1 | 1 | 0.1825 | 0.19 | 0.1975 | 4.189 | 4.194 | 4.199 | 0.93 | 0.04 | 2009-03-01 | 93% | 100% | 107% |  |  |  | 113 | GD-TXINT/KATYTX | D | SP | MMBTU | 1 | GD-TXINT/KATYTX D SP |  | 113 | IF-TETCO/WLA | I | PR | MMBTU | 1 | IF-TETCO/WLA I PR
| 2009-04-01 | 0.059151 | 0.45 | 0.45 | 0.1825 | 0.19 | 0.1975 | 4.006 | 4.011 | 4.016 | 0.5 | 0.04 | 2009-04-01 | 38% | 45% | 52% |  |  |  | 114 | GD-WADDINGTON | D | SP | MMBTU | 1 | GD-WADDINGTON D SP |  | 114 | IF-TEXOMA | I | PR | MMBTU | 1 | IF-TEXOMA I PR
| 2009-05-01 | 0.059208 | 0.5 | 0.5 | 0.1825 | 0.19 | 0.1975 | 3.981 | 3.986 | 3.991 | 0.44 | 0.04 | 2009-05-01 | 43% | 50% | 57% |  |  |  | 115 | GD-WAHA | D | SP | MMBTU | 1 | GD-WAHA D SP |  | 115 | IF-TEXOMA OFFER | I | PR | MMBTU | 1 | IF-TEXOMA OFFER I PR
| 2009-06-01 | 0.059267 | 0.5 | 0.5 | 0.1825 | 0.19 | 0.1975 | 4.01 | 4.015 | 4.02 | 0.44 | 0.04 | 2009-06-01 | 43% | 50% | 57% |  |  |  | 116 | GD-WNG/TOK | D | SP | MMBTU | 1 | GD-WNG/TOK D SP |  | 116 | IF-TGT/Z1 | I | PR | MMBTU | 1 | IF-TGT/Z1 I PR
| 2009-07-01 | 0.059324 | 0.5 | 0.5 | 0.1825 | 0.19 | 0.1975 | 4.04 | 4.045 | 4.05 | 0.5 | 0.04 | 2009-07-01 | 43% | 50% | 57% |  |  |  | 117 | GDAH-HPL/SHPCH | D | SP | MMBTU | 1 | GDAH-HPL/SHPCH D SP |  | 117 | IF-TGT/ZSL | I | PR | MMBTU | 1 | IF-TGT/ZSL I PR
| 2009-08-01 | 0.059383 | 0.6 | 0.6 | 0.1825 | 0.19 | 0.1975 | 4.06 | 4.065 | 4.07 | 0.5 | 0.04 | 2009-08-01 | 53% | 60% | 67% |  |  |  | 118 | GDAH-TXINT/KATY | D | SP | MMBTU | 1 | GDAH-TXINT/KATY D SP |  | 118 | IF-THOMPSONVILL | I | PR | MMBTU | 1 | IF-THOMPSONVILL I PR
| 2009-09-01 | 0.059442 | 0.6 | 0.6 | 0.1825 | 0.19 | 0.1975 | 4.081 | 4.086 | 4.091 | 0.46 | 0.04 | 2009-09-01 | 53% | 60% | 67% |  |  |  | 119 | GDAL-HPL/SHPCH | D | SP | MMBTU | 1 | GDAL-HPL/SHPCH D SP |  | 119 | IF-TRANSCO/Z1 | I | PR | MMBTU | 1 | IF-TRANSCO/Z1 I PR
| 2009-10-01 | 0.059499 | 0.65 | 0.65 | 0.1825 | 0.19 | 0.1975 | 4.111 | 4.116 | 4.121 | 0.47 | 0.04 | 2009-10-01 | 58% | 65% | 72% |  |  |  | 120 | GDAL-TXINT/KATY | D | SP | MMBTU | 1 | GDAL-TXINT/KATY D SP |  | 120 | IF-TRANSCO/Z2 | I | PR | MMBTU | 1 | IF-TRANSCO/Z2 I PR
| 2009-11-01 | 0.059558 | 0.95 | 0.95 | 0.1825 | 0.19 | 0.1975 | 4.251 | 4.256 | 4.261 | 0.86 | 0.04 | 2009-11-01 | 88% | 95% | 102% |  |  |  | 121 | GDH-CIG/RKYMTN | D | SP | MMBTU | 1 | GDH-CIG/RKYMTN D SP |  | 121 | IF-TRANSCO/Z3 | I | PR | MMBTU | 1 | IF-TRANSCO/Z3 I PR
| 2009-12-01 | 0.059615 | 1.25 | 1.25 | 0.185 | 0.1925 | 0.2 | 4.376 | 4.381 | 4.386 | 1.28 | 0.04 | 2009-12-01 | 118% | 125% | 132% |  |  |  | 122 | GDH-DJ/BASIN | D | SP | MMBTU | 1 | GDH-DJ/BASIN D SP |  | 122 | IF-TRANSCO/Z4 | I | PR | MMBTU | 1 | IF-TRANSCO/Z4 I PR
| 2010-01-01 | 0.059674 | 1.45 | 1.45 | 0.185 | 0.1925 | 0.2 | 4.5 | 4.505 | 4.51 | 1.61 | 0.04 | 2010-01-01 | 138% | 145% | 152% |  |  |  | 123 | GDH-ELPO/PERM | D | SP | MMBTU | 1 | GDH-ELPO/PERM D SP |  | 123 | IF-TRANSCO/Z5 | I | PR | MMBTU | 1 | IF-TRANSCO/Z5 I PR
| 2010-02-01 | 0.059733 | 1.45 | 1.45 | 0.18 | 0.1875 | 0.195 | 4.404 | 4.409 | 4.414 | 1.57 | 0.04 | 2010-02-01 | 138% | 145% | 152% |  |  |  | 124 | GDH-ELPO/SJ | D | SP | MMBTU | 1 | GDH-ELPO/SJ D SP |  | 124 | IF-TRANSCO/Z6 | I | PR | MMBTU | 1 | IF-TRANSCO/Z6 I PR
| 2010-03-01 | 0.059787 | 1 | 1 | 0.1775 | 0.185 | 0.1925 | 4.254 | 4.259 | 4.264 | 0.93 | 0.04 | 2010-03-01 | 93% | 100% | 107% |  |  |  | 125 | GDH-HEHUB | D | SP | MMBTU | 1 | GDH-HEHUB D SP |  | 125 | IF-TRUNK/AVG | I | PR | MMBTU | 1 | IF-TRUNK/AVG I PR
| 2010-04-01 | 0.059846 | 0.45 | 0.45 | 0.1775 | 0.185 | 0.1925 | 4.071 | 4.076 | 4.081 | 0.5 | 0.04 | 2010-04-01 | 38% | 45% | 52% |  |  |  | 126 | GDH-HPL/SHPCH | D | SP | MMBTU | 1 | GDH-HPL/SHPCH D SP |  | 126 | IF-TRUNKL/FLDZN | I | PR | MMBTU | 1 | IF-TRUNKL/FLDZN I PR
| 2010-05-01 | 0.059903 | 0.5 | 0.5 | 0.1775 | 0.185 | 0.1925 | 4.046 | 4.051 | 4.056 | 0.44 | 0.04 | 2010-05-01 | 43% | 50% | 57% |  |  |  | 127 | GDH-PAN/TX/OK | D | SP | MMBTU | 1 | GDH-PAN/TX/OK D SP |  | 127 | IF-TRUNKL/LA | I | PR | MMBTU | 1 | IF-TRUNKL/LA I PR
| 2010-06-01 | 0.059962 | 0.5 | 0.5 | 0.1775 | 0.185 | 0.1925 | 4.075 | 4.08 | 4.085 | 0.44 | 0.04 | 2010-06-01 | 43% | 50% | 57% |  |  |  | 128 | GDH-SUMAS | D | SP | MMBTU | 1 | GDH-SUMAS D SP |  | 128 | IF-TRUNKL/TX | I | PR | MMBTU | 1 | IF-TRUNKL/TX I PR
| 2010-07-01 | 0.060019 | 0.5 | 0.5 | 0.1775 | 0.185 | 0.1925 | 4.105 | 4.11 | 4.115 | 0.5 | 0.04 | 2010-07-01 | 43% | 50% | 57% |  |  |  | 129 | GDH-TXINT/KATY | D | SP | MMBTU | 1 | GDH-TXINT/KATY D SP |  | 129 | IF-TW/PERMIAN | I | PR | MMBTU | 1 | IF-TW/PERMIAN I PR
| 2010-08-01 | 0.060078 | 0.6 | 0.6 | 0.1775 | 0.185 | 0.1925 | 4.125 | 4.13 | 4.135 | 0.5 | 0.04 | 2010-08-01 | 53% | 60% | 67% |  |  |  | 130 | GDL-ELPO/PERM | D | SP | MMBTU | 1 | GDL-ELPO/PERM D SP |  | 130 | IF-TX CITY LOOP | I | PR | MMBTU | 1 | IF-TX CITY LOOP I PR
| 2010-09-01 | 0.060137 | 0.6 | 0.6 | 0.1775 | 0.185 | 0.1925 | 4.146 | 4.151 | 4.156 | 0.46 | 0.04 | 2010-09-01 | 53% | 60% | 67% |  |  |  | 131 | GDL-ELPO/SJ | D | SP | MMBTU | 1 | GDL-ELPO/SJ D SP |  | 131 | IF-VALERO/TX | I | PR | MMBTU | 1 | IF-VALERO/TX I PR
| 2010-10-01 | 0.060194 | 0.65 | 0.65 | 0.1775 | 0.185 | 0.1925 | 4.176 | 4.181 | 4.186 | 0.47 | 0.04 | 2010-10-01 | 58% | 65% | 72% |  |  |  | 132 | GDL-HEHUB | D | SP | MMBTU | 1 | GDL-HEHUB D SP |  | 132 | IF-VALLEY | I | PR | MMBTU | 1 | IF-VALLEY I PR
| 2010-11-01 | 0.060253 | 0.95 | 0.95 | 0.1775 | 0.185 | 0.1925 | 4.316 | 4.321 | 4.326 | 0.86 | 0.04 | 2010-11-01 | 88% | 95% | 102% |  |  |  | 133 | GDL-HPL/SHPCH | D | SP | MMBTU | 1 | GDL-HPL/SHPCH D SP |  | 133 | IF-WAHA | I | PR | MMBTU | 1 | IF-WAHA I PR
| 2010-12-01 | 0.06031 | 1.25 | 1.25 | 0.1775 | 0.185 | 0.1925 | 4.441 | 4.446 | 4.451 | 1.28 | 0.04 | 2010-12-01 | 118% | 125% | 132% |  |  |  | 134 | GDL-NNG/TOK/PAN | D | SP | MMBTU | 1 | GDL-NNG/TOK/PAN D SP |  | 134 | IF-WNG/TOK | I | PR | MMBTU | 1 | IF-WNG/TOK I PR
| 2011-01-01 | 0.060369 | 1.45 | 1.45 | 0.1775 | 0.185 | 0.1925 | 4.575 | 4.58 | 4.585 | 1.61 | 0.04 | 2011-01-01 | 138% | 145% | 152% |  |  |  | 135 | GDL-PAN/TX/OK | D | SP | MMBTU | 1 | GDL-PAN/TX/OK D SP |  | 135 | KING/C$/IDX | I | PR | MMBTU | 1 | KING/C$/IDX I PR
| 2011-02-01 | 0.060406 | 1.45 | 1.45 | 0.1775 | 0.185 | 0.1925 | 4.479 | 4.484 | 4.489 | 1.57 | 0.04 | 2011-02-01 | 138% | 145% | 152% |  |  |  | 136 | GDL-TXINT/KATY | D | SP | MMBTU | 1 | GDL-TXINT/KATY D SP |  | 136 | MICH-ST.CLAIR/I | I | PR | MMBTU | 1 | MICH-ST.CLAIR/I I PR
| 2011-03-01 | 0.060428 | 1 | 1 | 0.1725 | 0.18 | 0.1875 | 4.329 | 4.334 | 4.339 | 0.93 | 0.04 | 2011-03-01 | 93% | 100% | 107% |  |  |  | 137 | GDP-AGUADULCE | D | SP | MMBTU | 1 | GDP-AGUADULCE D SP |  | 137 | MICH/CONS | I | PR | MMBTU | 1 | MICH/CONS I PR
| 2011-04-01 | 0.060453 | 0.45 | 0.45 | 0.1725 | 0.18 | 0.1875 | 4.146 | 4.151 | 4.156 | 0.5 | 0.04 | 2011-04-01 | 38% | 45% | 52% |  |  |  | 138 | GDP-ALGONQUIN | D | SP | MMBTU | 1 | GDP-ALGONQUIN D SP |  | 138 | MICH_CG-GD | I | PR | MMBTU | 1 | MICH_CG-GD I PR
| 2011-05-01 | 0.060477 | 0.5 | 0.5 | 0.1725 | 0.18 | 0.1875 | 4.121 | 4.126 | 4.131 | 0.44 | 0.04 | 2011-05-01 | 43% | 50% | 57% |  |  |  | 139 | GDP-ANR/LA_ONSH | D | SP | MMBTU | 1 | GDP-ANR/LA_ONSH D SP |  | 139 | ML7/CG | I | PR | MMBTU | 1 | ML7/CG I PR
| 2011-06-01 | 0.060501 | 0.5 | 0.5 | 0.1725 | 0.18 | 0.1875 | 4.15 | 4.155 | 4.16 | 0.44 | 0.04 | 2011-06-01 | 43% | 50% | 57% |  |  |  | 140 | GDP-ANR/OK | D | SP | MMBTU | 1 | GDP-ANR/OK D SP |  | 140 | NAT/FUEL/LEIDY | I | PR | MMBTU | 1 | NAT/FUEL/LEIDY I PR
| 2011-07-01 | 0.060525 | 0.5 | 0.5 | 0.1725 | 0.18 | 0.1875 | 4.18 | 4.185 | 4.19 | 0.5 | 0.04 | 2011-07-01 | 43% | 50% | 57% |  |  |  | 141 | GDP-CAL BORDER | D | SP | MMBTU | 1 | GDP-CAL BORDER D SP |  | 141 | NGI-HPL/ETX | I | PR | MMBTU | 1 | NGI-HPL/ETX I PR
| 2011-08-01 | 0.060549 | 0.6 | 0.6 | 0.1725 | 0.18 | 0.1875 | 4.2 | 4.205 | 4.21 | 0.5 | 0.04 | 2011-08-01 | 53% | 60% | 67% |  |  |  | 142 | GDP-CARTHAGE | D | SP | MMBTU | 1 | GDP-CARTHAGE D SP |  | 142 | NGI-HPL/STEX | I | PR | MMBTU | 1 | NGI-HPL/STEX I PR
| 2011-09-01 | 0.060574 | 0.6 | 0.6 | 0.1725 | 0.18 | 0.1875 | 4.221 | 4.226 | 4.231 | 0.46 | 0.04 | 2011-09-01 | 53% | 60% | 67% |  |  |  | 143 | GDP-CGT/APPALAC | D | SP | MMBTU | 1 | GDP-CGT/APPALAC D SP |  | 143 | NGI-LIG/NO.LA | I | PR | MMBTU | 1 | NGI-LIG/NO.LA I PR
| 2011-10-01 | 0.060597 | 0.65 | 0.65 | 0.1725 | 0.18 | 0.1875 | 4.251 | 4.256 | 4.261 | 0.47 | 0.04 | 2011-10-01 | 58% | 65% | 72% |  |  |  | 144 | GDP-CHI. GATE | D | SP | MMBTU | 1 | GDP-CHI. GATE D SP |  | 144 | NGI-MALIN | I | PR | MMBTU | 1 | NGI-MALIN I PR
| 2011-11-01 | 0.060622 | 0.95 | 0.95 | 0.1725 | 0.18 | 0.1875 | 4.391 | 4.396 | 4.401 | 0.86 | 0.04 | 2011-11-01 | 88% | 95% | 102% |  |  |  | 145 | GDP-CIG/RKYMTN | D | SP | MMBTU | 1 | GDP-CIG/RKYMTN D SP |  | 145 | NGI-MICH_CG | I | PR | MMBTU | 1 | NGI-MICH_CG I PR
| 2011-12-01 | 0.060646 | 1.25 | 1.25 | 0.1725 | 0.18 | 0.1875 | 4.516 | 4.521 | 4.526 | 1.28 | 0.04 | 2011-12-01 | 118% | 125% | 132% |  |  |  | 146 | GDP-CNG/NORTH | D | SP | MMBTU | 1 | GDP-CNG/NORTH D SP |  | 146 | NGI-NGPL/ETXG7 | I | PR | MMBTU | 1 | NGI-NGPL/ETXG7 I PR
| 2012-01-01 | 0.06067 | 1.45 | 1.45 | 0.1725 | 0.18 | 0.1875 | 4.655 | 4.66 | 4.665 | 1.61 | 0.04 | 2012-01-01 | 138% | 145% | 152% |  |  |  | 147 | GDP-CNG/SOUTH | D | SP | MMBTU | 1 | GDP-CNG/SOUTH D SP |  | 147 | NGI-NGPL/TX_G2 | I | PR | MMBTU | 1 | NGI-NGPL/TX_G2 I PR
| 2012-02-01 | 0.060695 | 1.45 | 1.45 | 0.1675 | 0.175 | 0.1825 | 4.559 | 4.564 | 4.569 | 1.57 | 0.04 | 2012-02-01 | 138% | 145% | 152% |  |  |  | 148 | GDP-COLGULF/LA | D | SP | MMBTU | 1 | GDP-COLGULF/LA D SP |  | 148 | NGI-NOCAL | I | PR | MMBTU | 1 | NGI-NOCAL I PR
| 2012-03-01 | 0.060718 | 1 | 1 | 0.1625 | 0.17 | 0.1775 | 4.409 | 4.414 | 4.419 | 0.93 | 0.04 | 2012-03-01 | 93% | 100% | 107% |  |  |  | 149 | GDP-COLGULF/RAY | D | SP | MMBTU | 1 | GDP-COLGULF/RAY D SP |  | 149 | NGI-PGE/CG | I | PR | MMBTU | 1 | NGI-PGE/CG I PR
| 2012-04-01 | 0.060742 | 0.45 | 0.45 | 0.1625 | 0.17 | 0.1775 | 4.226 | 4.231 | 4.236 | 0.5 | 0.04 | 2012-04-01 | 38% | 45% | 52% |  |  |  | 150 | GDP-CONSUMERS | D | SP | MMBTU | 1 | GDP-CONSUMERS D SP |  | 150 | NGI-SOC/MAL(34/ | I | PR | MMBTU | 1 | NGI-SOC/MAL(34/ I PR
| 2012-05-01 | 0.060766 | 0.5 | 0.5 | 0.1625 | 0.17 | 0.1775 | 4.201 | 4.206 | 4.211 | 0.44 | 0.04 | 2012-05-01 | 43% | 50% | 57% |  |  |  | 151 | GDP-CORPUS/SHPC | D | SP | MMBTU | 1 | GDP-CORPUS/SHPC D SP |  | 151 | NGI-SOCAL | I | PR | MMBTU | 1 | NGI-SOCAL I PR
| 2012-06-01 | 0.06079 | 0.5 | 0.5 | 0.1625 | 0.17 | 0.1775 | 4.23 | 4.235 | 4.24 | 0.44 | 0.04 | 2012-06-01 | 43% | 50% | 57% |  |  |  | 152 | GDP-DAWN | D | SP | MMBTU | 1 | GDP-DAWN D SP |  | 152 | NGI-SOCAL(KRS) | I | PR | MMBTU | 1 | NGI-SOCAL(KRS) I PR
| 2012-07-01 | 0.060814 | 0.5 | 0.5 | 0.1625 | 0.17 | 0.1775 | 4.26 | 4.265 | 4.27 | 0.5 | 0.04 | 2012-07-01 | 43% | 50% | 57% |  |  |  | 153 | GDP-DJ/BASIN | D | SP | MMBTU | 1 | GDP-DJ/BASIN D SP |  | 153 | NGI-TENN/NO_LA | I | PR | MMBTU | 1 | NGI-TENN/NO_LA I PR
| 2012-08-01 | 0.060839 | 0.6 | 0.6 | 0.1625 | 0.17 | 0.1775 | 4.28 | 4.285 | 4.29 | 0.5 | 0.04 | 2012-08-01 | 53% | 60% | 67% |  |  |  | 154 | GDP-ELPO/PERM2 | D | SP | MMBTU | 1 | GDP-ELPO/PERM2 D SP |  | 154 | NGI-TGT/NO.LA | I | PR | MMBTU | 1 | NGI-TGT/NO.LA I PR
| 2012-09-01 | 0.060863 | 0.6 | 0.6 | 0.1625 | 0.17 | 0.1775 | 4.301 | 4.306 | 4.311 | 0.46 | 0.04 | 2012-09-01 | 53% | 60% | 67% |  |  |  | 155 | GDP-ELPO/SANJUA | D | SP | MMBTU | 1 | GDP-ELPO/SANJUA D SP |  | 155 | NGI-WHEELER | I | PR | MMBTU | 1 | NGI-WHEELER I PR
| 2012-10-01 | 0.060887 | 0.65 | 0.65 | 0.1625 | 0.17 | 0.1775 | 4.331 | 4.336 | 4.341 | 0.47 | 0.04 | 2012-10-01 | 58% | 65% | 72% |  |  |  | 156 | GDP-ELPO/SJBOND | D | SP | MMBTU | 1 | GDP-ELPO/SJBOND D SP |  | 156 | NGI/CHI. GATE | I | PR | MMBTU | 1 | NGI/CHI. GATE I PR
| 2012-11-01 | 0.060911 | 0.95 | 0.95 | 0.1625 | 0.17 | 0.1775 | 4.471 | 4.476 | 4.481 | 0.86 | 0.04 | 2012-11-01 | 88% | 95% | 102% |  |  |  | 157 | GDP-FGT/MOBILE | D | SP | MMBTU | 1 | GDP-FGT/MOBILE D SP |  | 157 | NGINDEX | I | PR | MMBTU | 1 | NGINDEX I PR
| 2012-12-01 | 0.060935 | 1.25 | 1.25 | 0.1625 | 0.17 | 0.1775 | 4.596 | 4.601 | 4.606 | 1.28 | 0.04 | 2012-12-01 | 118% | 125% | 132% |  |  |  | 158 | GDP-FGT/Z1 | D | SP | MMBTU | 1 | GDP-FGT/Z1 D SP |  | 158 | NGMR-AECO/IDX | I | PR | MMBTU | 1 | NGMR-AECO/IDX I PR
| 2013-01-01 | 0.06096 | 1.45 | 1.45 | 0.1625 | 0.17 | 0.1775 | 4.74 | 4.745 | 4.75 | 1.61 | 0.04 | 2013-01-01 | 138% | 145% | 152% |  |  |  | 159 | GDP-FGT/Z1/CORP | D | SP | MMBTU | 1 | GDP-FGT/Z1/CORP D SP |  | 159 | NGMR-ALBDR/IDX | I | PR | MMBTU | 1 | NGMR-ALBDR/IDX I PR
| 2013-02-01 | 0.060984 | 1.45 | 1.45 | 0.1625 | 0.17 | 0.1775 | 4.644 | 4.649 | 4.654 | 1.57 | 0.04 | 2013-02-01 | 138% | 145% | 152% |  |  |  | 160 | GDP-FGT/Z2 | D | SP | MMBTU | 1 | GDP-FGT/Z2 D SP |  | 160 | NGPL/AMARILO-GD | I | PR | MMBTU | 1 | NGPL/AMARILO-GD I PR
| 2013-03-01 | 0.061006 | 1 | 1 | 0.1625 | 0.17 | 0.1775 | 4.494 | 4.499 | 4.504 | 0.93 | 0.04 | 2013-03-01 | 93% | 100% | 107% |  |  |  | 161 | GDP-FGT/Z3 | D | SP | MMBTU | 1 | GDP-FGT/Z3 D SP |  | 161 | NGPL/IA-IL-GDM | I | PR | MMBTU | 1 | NGPL/IA-IL-GDM I PR
| 2013-04-01 | 0.061031 | 0.45 | 0.45 | 0.1625 | 0.17 | 0.1775 | 4.311 | 4.316 | 4.321 | 0.5 | 0.04 | 2013-04-01 | 38% | 45% | 52% |  |  |  | 162 | GDP-HEHUB | D | SP | MMBTU | 1 | GDP-HEHUB D SP |  | 162 | NGPL/PER/1ST-GD | I | PR | MMBTU | 1 | NGPL/PER/1ST-GD I PR
| 2013-05-01 | 0.061054 | 0.5 | 0.5 | 0.1625 | 0.17 | 0.1775 | 4.286 | 4.291 | 4.296 | 0.44 | 0.04 | 2013-05-01 | 43% | 50% | 57% |  |  |  | 163 | GDP-HPL+1AFTA | D | SP | MMBTU | 1 | GDP-HPL+1AFTA D SP |  | 163 | NGW-ALGO/CITY | I | PR | MMBTU | 1 | NGW-ALGO/CITY I PR
| 2013-06-01 | 0.061079 | 0.5 | 0.5 | 0.1625 | 0.17 | 0.1775 | 4.315 | 4.32 | 4.325 | 0.44 | 0.04 | 2013-06-01 | 43% | 50% | 57% |  |  |  | 164 | GDP-HPL+1AFTH | D | SP | MMBTU | 1 | GDP-HPL+1AFTH D SP |  | 164 | NGW-ALGONQUIN | I | PR | MMBTU | 1 | NGW-ALGONQUIN I PR
| 2013-07-01 | 0.061103 | 0.5 | 0.5 | 0.1625 | 0.17 | 0.1775 | 4.345 | 4.35 | 4.355 | 0.5 | 0.04 | 2013-07-01 | 43% | 50% | 57% |  |  |  | 165 | GDP-HPL+2AFTA | D | SP | MMBTU | 1 | GDP-HPL+2AFTA D SP |  | 165 | NGW-CGE | I | PR | MMBTU | 1 | NGW-CGE I PR
| 2013-08-01 | 0.061127 | 0.6 | 0.6 | 0.1625 | 0.17 | 0.1775 | 4.365 | 4.37 | 4.375 | 0.5 | 0.04 | 2013-08-01 | 53% | 60% | 67% |  |  |  | 166 | GDP-HPL+2AFTH | D | SP | MMBTU | 1 | GDP-HPL+2AFTH D SP |  | 166 | NGW-CGKY | I | PR | MMBTU | 1 | NGW-CGKY I PR
| 2013-09-01 | 0.061152 | 0.6 | 0.6 | 0.1625 | 0.17 | 0.1775 | 4.386 | 4.391 | 4.396 | 0.46 | 0.04 | 2013-09-01 | 53% | 60% | 67% |  |  |  | 167 | GDP-HPL/SHPCH | D | SP | MMBTU | 1 | GDP-HPL/SHPCH D SP |  | 167 | NGW-CHIPPEWA | I | PR | MMBTU | 1 | NGW-CHIPPEWA I PR
| 2013-10-01 | 0.061175 | 0.65 | 0.65 | 0.1625 | 0.17 | 0.1775 | 4.416 | 4.421 | 4.426 | 0.47 | 0.04 | 2013-10-01 | 58% | 65% | 72% |  |  |  | 168 | GDP-HPLABS+1AH | D | SP | MMBTU | 1 | GDP-HPLABS+1AH D SP |  | 168 | NGW-FGT/Z1 | I | PR | MMBTU | 1 | NGW-FGT/Z1 I PR
| 2013-11-01 | 0.0612 | 0.95 | 0.95 | 0.1625 | 0.17 | 0.1775 | 4.556 | 4.561 | 4.566 | 0.86 | 0.04 | 2013-11-01 | 88% | 95% | 102% |  |  |  | 169 | GDP-HPLABSHIGH | D | SP | MMBTU | 1 | GDP-HPLABSHIGH D SP |  | 169 | NGW-FGT/Z2 | I | PR | MMBTU | 1 | NGW-FGT/Z2 I PR
| 2013-12-01 | 0.061224 | 1.25 | 1.25 | 0.1625 | 0.17 | 0.1775 | 4.681 | 4.686 | 4.691 | 1.28 | 0.04 | 2013-12-01 | 118% | 125% | 132% |  |  |  | 170 | GDP-HPLRAFTA | D | SP | MMBTU | 1 | GDP-HPLRAFTA D SP |  | 170 | NGW-FGT/Z3 | I | PR | MMBTU | 1 | NGW-FGT/Z3 I PR
| 2014-01-01 | 0.061248 | 1.45 | 1.45 | 0.1625 | 0.17 | 0.1775 | 4.83 | 4.835 | 4.84 | 1.61 | 0.04 | 2014-01-01 | 138% | 145% | 152% |  |  |  | 171 | GDP-HPLU2AFTH | D | SP | MMBTU | 1 | GDP-HPLU2AFTH D SP |  | 171 | NGW-GB23 | I | PR | MMBTU | 1 | NGW-GB23 I PR
| 2014-02-01 | 0.061273 | 1.45 | 1.45 | 0.1625 | 0.17 | 0.1775 | 4.734 | 4.739 | 4.744 | 1.57 | 0.04 | 2014-02-01 | 138% | 145% | 152% |  |  |  | 172 | GDP-HPLV2AFTH | D | SP | MMBTU | 1 | GDP-HPLV2AFTH D SP |  | 172 | NGW-HEHUB | I | PR | MMBTU | 1 | NGW-HEHUB I PR
| 2014-03-01 | 0.061295 | 1 | 1 | 0.1625 | 0.17 | 0.1775 | 4.584 | 4.589 | 4.594 | 0.93 | 0.04 | 2014-03-01 | 93% | 100% | 107% |  |  |  | 173 | GDP-IROQUOIS | D | SP | MMBTU | 1 | GDP-IROQUOIS D SP |  | 173 | NGW-IROQ/WADD | I | PR | MMBTU | 1 | NGW-IROQ/WADD I PR
| 2014-04-01 | 0.061319 | 0.45 | 0.45 | 0.1625 | 0.17 | 0.1775 | 4.401 | 4.406 | 4.411 | 0.5 | 0.04 | 2014-04-01 | 38% | 45% | 52% |  |  |  | 174 | GDP-KERN/RIVER | D | SP | MMBTU | 1 | GDP-KERN/RIVER D SP |  | 174 | NGW-IROQ/Z1 | I | PR | MMBTU | 1 | NGW-IROQ/Z1 I PR
| 2014-05-01 | 0.061343 | 0.5 | 0.5 | 0.1625 | 0.17 | 0.1775 | 4.376 | 4.381 | 4.386 | 0.44 | 0.04 | 2014-05-01 | 43% | 50% | 57% |  |  |  | 175 | GDP-KOCH | D | SP | MMBTU | 1 | GDP-KOCH D SP |  | 175 | NGW-IROQ/Z2 | I | PR | MMBTU | 1 | NGW-IROQ/Z2 I PR
| 2014-06-01 | 0.061367 | 0.5 | 0.5 | 0.1625 | 0.17 | 0.1775 | 4.405 | 4.41 | 4.415 | 0.44 | 0.04 | 2014-06-01 | 43% | 50% | 57% |  |  |  | 176 | GDP-KOCH/CORPUS | D | SP | MMBTU | 1 | GDP-KOCH/CORPUS D SP |  | 176 | NGW-ONS/TXDTP | I | PR | MMBTU | 1 | NGW-ONS/TXDTP I PR
| 2014-07-01 | 0.061391 | 0.5 | 0.5 | 0.1625 | 0.17 | 0.1775 | 4.435 | 4.44 | 4.445 | 0.5 | 0.04 | 2014-07-01 | 43% | 50% | 57% |  |  |  | 177 | GDP-KOCH/TX | D | SP | MMBTU | 1 | GDP-KOCH/TX D SP |  | 177 | NGW-ONS/TXDTPTW | I | PR | MMBTU | 1 | NGW-ONS/TXDTPTW I PR
| 2014-08-01 | 0.061416 | 0.6 | 0.6 | 0.1625 | 0.17 | 0.1775 | 4.455 | 4.46 | 4.465 | 0.5 | 0.04 | 2014-08-01 | 53% | 60% | 67% |  |  |  | 178 | GDP-LONESTAR | D | SP | MMBTU | 1 | GDP-LONESTAR D SP |  | 178 | NGW-ONSLA | I | PR | MMBTU | 1 | NGW-ONSLA I PR
| 2014-09-01 | 0.06144 | 0.6 | 0.6 | 0.1625 | 0.17 | 0.1775 | 4.476 | 4.481 | 4.486 | 0.46 | 0.04 | 2014-09-01 | 53% | 60% | 67% |  |  |  | 179 | GDP-MALIN-CTYGA | D | SP | MMBTU | 1 | GDP-MALIN-CTYGA D SP |  | 179 | NGW-ONSLA1 | I | PR | MMBTU | 1 | NGW-ONSLA1 I PR
| 2014-10-01 | 0.061464 | 0.65 | 0.65 | 0.1625 | 0.17 | 0.1775 | 4.506 | 4.511 | 4.516 | 0.47 | 0.04 | 2014-10-01 | 58% | 65% | 72% |  |  |  | 180 | GDP-MICHCON | D | SP | MMBTU | 1 | GDP-MICHCON D SP |  | 180 | NGW/HH/BIDWEEK | I | PR | MMBTU | 1 | NGW/HH/BIDWEEK I PR
| 2014-11-01 | 0.061488 | 0.95 | 0.95 | 0.1625 | 0.17 | 0.1775 | 4.646 | 4.651 | 4.656 | 0.86 | 0.04 | 2014-11-01 | 88% | 95% | 102% |  |  |  | 181 | GDP-ML7/CG | D | SP | MMBTU | 1 | GDP-ML7/CG D SP |  | 181 | NW STANF/1ST-GD | I | PR | MMBTU | 1 | NW STANF/1ST-GD I PR
| 2014-12-01 | 0.061512 | 1.25 | 1.25 | 0.1625 | 0.17 | 0.1775 | 4.771 | 4.776 | 4.781 | 1.28 | 0.04 | 2014-12-01 | 118% | 125% | 132% |  |  |  | 182 | GDP-MRT/MAINLIN | D | SP | MMBTU | 1 | GDP-MRT/MAINLIN D SP |  | 182 | NX3D | I | PR | MMBTU | 1 | NX3D I PR
| 2015-01-01 | 0.061537 | 1.45 | 1.45 | 0.1625 | 0.17 | 0.1775 | 4.925 | 4.93 | 4.935 | 1.61 | 0.04 | 2015-01-01 | 138% | 145% | 152% |  |  |  | 183 | GDP-MRT/WEST | D | SP | MMBTU | 1 | GDP-MRT/WEST D SP |  | 183 | T/STX-VAL-AVG | I | PR | MMBTU | 1 | T/STX-VAL-AVG I PR
| 2015-02-01 | 0.061561 | 1.45 | 1.45 | 0.1625 | 0.17 | 0.1775 | 4.829 | 4.834 | 4.839 | 1.57 | 0.04 | 2015-02-01 | 138% | 145% | 152% |  |  |  | 184 | GDP-NGPL/(IA-IL | D | SP | MMBTU | 1 | GDP-NGPL/(IA-IL D SP |  | 184 | TRUNKL/WLA-GD | I | PR | MMBTU | 1 | TRUNKL/WLA-GD I PR
| 2015-03-01 | 0.061583 | 1 | 1 | 0.1625 | 0.17 | 0.1775 | 4.679 | 4.684 | 4.689 | 0.93 | 0.04 | 2015-03-01 | 93% | 100% | 107% |  |  |  | 185 | GDP-NGPL/AMARIL | D | SP | MMBTU | 1 | GDP-NGPL/AMARIL D SP |  | 185 | WAHA KCBT | I | PR | MMBTU | 1 | WAHA KCBT I PR
| 2015-04-01 | 0.061608 | 0.45 | 0.45 | 0.1625 | 0.17 | 0.1775 | 4.496 | 4.501 | 4.506 | 0.5 | 0.04 | 2015-04-01 | 38% | 45% | 52% |  |  |  | 186 | GDP-NGPL/CORPUS | D | SP | MMBTU | 1 | GDP-NGPL/CORPUS D SP
| 2015-05-01 | 0.061631 | 0.5 | 0.5 | 0.1625 | 0.17 | 0.1775 | 4.471 | 4.476 | 4.481 | 0.44 | 0.04 | 2015-05-01 | 43% | 50% | 57% |  |  |  | 187 | GDP-NGPL/LA | D | SP | MMBTU | 1 | GDP-NGPL/LA D SP
| 2015-06-01 | 0.061656 | 0.5 | 0.5 | 0.1625 | 0.17 | 0.1775 | 4.5 | 4.505 | 4.51 | 0.44 | 0.04 | 2015-06-01 | 43% | 50% | 57% |  |  |  | 188 | GDP-NGPL/OK | D | SP | MMBTU | 1 | GDP-NGPL/OK D SP
| 2015-07-01 | 0.06168 | 0.5 | 0.5 | 0.1625 | 0.17 | 0.1775 | 4.53 | 4.535 | 4.54 | 0.5 | 0.04 | 2015-07-01 | 43% | 50% | 57% |  |  |  | 189 | GDP-NGPL/PAN/PR | D | SP | MMBTU | 1 | GDP-NGPL/PAN/PR D SP
| 2015-08-01 | 0.061704 | 0.6 | 0.6 | 0.1625 | 0.17 | 0.1775 | 4.55 | 4.555 | 4.56 | 0.5 | 0.03 | 2015-08-01 | 53% | 60% | 67% |  |  |  | 190 | GDP-NGPL/TXOK-E | D | SP | MMBTU | 1 | GDP-NGPL/TXOK-E D SP
| 2015-09-01 | 0.061729 | 0.6 | 0.6 | 0.1625 | 0.17 | 0.1775 | 4.571 | 4.576 | 4.581 | 0.46 | 0.03 | 2015-09-01 | 53% | 60% | 67% |  |  |  | 191 | GDP-NGPL/TXOK-W | D | SP | MMBTU | 1 | GDP-NGPL/TXOK-W D SP
| 2015-10-01 | 0.061752 | 0.65 | 0.65 | 0.1625 | 0.17 | 0.1775 | 4.601 | 4.606 | 4.611 | 0.47 | 0.03 | 2015-10-01 | 58% | 65% | 72% |  |  |  | 192 | GDP-NIAGARA | D | SP | MMBTU | 1 | GDP-NIAGARA D SP
| 2015-11-01 | 0.061777 | 0.95 | 0.95 | 0.1625 | 0.17 | 0.1775 | 4.741 | 4.746 | 4.751 | 0.86 | 0.03 | 2015-11-01 | 88% | 95% | 102% |  |  |  | 193 | GDP-NNG/DEMARCA | D | SP | MMBTU | 1 | GDP-NNG/DEMARCA D SP
| 2015-12-01 | 0.061801 | 1.25 | 1.25 | 0.1625 | 0.17 | 0.1775 | 4.866 | 4.871 | 4.876 | 1.28 | 0.03 | 2015-12-01 | 118% | 125% | 132% |  |  |  | 194 | GDP-NNG/TOK | D | SP | MMBTU | 1 | GDP-NNG/TOK D SP
| 2016-01-01 | 0.061825 | 1.45 | 1.45 | 0.1625 | 0.17 | 0.1775 | 5.025 | 5.03 | 5.035 | 1.61 | 0.03 | 2016-01-01 | 138% | 145% | 152% |  |  |  | 195 | GDP-NNG/TOK(1-6 | D | SP | MMBTU | 1 | GDP-NNG/TOK(1-6 D SP
| 2016-02-01 | 0.06185 | 1.45 | 1.45 | 0.1625 | 0.17 | 0.1775 | 4.929 | 4.934 | 4.939 | 1.57 | 0.03 | 2016-02-01 | 138% | 145% | 152% |  |  |  | 196 | GDP-NNG/TOK(13) | D | SP | MMBTU | 1 | GDP-NNG/TOK(13) D SP
| 2016-03-01 | 0.061873 | 1 | 1 | 0.1625 | 0.17 | 0.1775 | 4.779 | 4.784 | 4.789 | 0.93 | 0.03 | 2016-03-01 | 93% | 100% | 107% |  |  |  | 197 | GDP-NNG/TOK/PAN | D | SP | MMBTU | 1 | GDP-NNG/TOK/PAN D SP
| 2016-04-01 | 0.061897 | 0.45 | 0.45 | 0.1625 | 0.17 | 0.1775 | 4.596 | 4.601 | 4.606 | 0.5 | 0.03 | 2016-04-01 | 38% | 45% | 52% |  |  |  | 198 | GDP-NNG/VENT | D | SP | MMBTU | 1 | GDP-NNG/VENT D SP
| 2016-05-01 | 0.061921 | 0.5 | 0.5 | 0.1625 | 0.17 | 0.1775 | 4.571 | 4.576 | 4.581 | 0.44 | 0.03 | 2016-05-01 | 43% | 50% | 57% |  |  |  | 199 | GDP-NORAM-N/S | D | SP | MMBTU | 1 | GDP-NORAM-N/S D SP
| 2016-06-01 | 0.061945 | 0.5 | 0.5 | 0.1625 | 0.17 | 0.1775 | 4.6 | 4.605 | 4.61 | 0.44 | 0.03 | 2016-06-01 | 43% | 50% | 57% |  |  |  | 200 | GDP-NORAM/WEST | D | SP | MMBTU | 1 | GDP-NORAM/WEST D SP
| 2016-07-01 | 0.061969 | 0.5 | 0.5 | 0.1625 | 0.17 | 0.1775 | 4.63 | 4.635 | 4.64 | 0.5 | 0.03 | 2016-07-01 | 43% | 50% | 57% |  |  |  | 201 | GDP-NTHWST/CANB | D | SP | MMBTU | 1 | GDP-NTHWST/CANB D SP
| 2016-08-01 | 0.061993 | 0.6 | 0.6 | 0.1625 | 0.17 | 0.1775 | 4.65 | 4.655 | 4.66 | 0.5 | 0.03 | 2016-08-01 | 53% | 60% | 67% |  |  |  | 202 | GDP-NW STANFIEL | D | SP | MMBTU | 1 | GDP-NW STANFIEL D SP
| 2016-09-01 | 0.062018 | 0.6 | 0.6 | 0.1625 | 0.17 | 0.1775 | 4.671 | 4.676 | 4.681 | 0.46 | 0.03 | 2016-09-01 | 53% | 60% | 67% |  |  |  | 203 | GDP-NWPL_ROCKYM | D | SP | MMBTU | 1 | GDP-NWPL_ROCKYM D SP
| 2016-10-01 | 0.062042 | 0.65 | 0.65 | 0.1625 | 0.17 | 0.1775 | 4.701 | 4.706 | 4.711 | 0.47 | 0.03 | 2016-10-01 | 58% | 65% | 72% |  |  |  | 204 | GDP-PAN/TX/OK | D | SP | MMBTU | 1 | GDP-PAN/TX/OK D SP
| 2016-11-01 | 0.062066 | 0.95 | 0.95 | 0.1625 | 0.17 | 0.1775 | 4.841 | 4.846 | 4.851 | 0.86 | 0.03 | 2016-11-01 | 88% | 95% | 102% |  |  |  | 205 | GDP-PG&E/CITIGA | D | SP | MMBTU | 1 | GDP-PG&E/CITIGA D SP
| 2016-12-01 | 0.06209 | 1.25 | 1.25 | 0.1625 | 0.17 | 0.1775 | 4.966 | 4.971 | 4.976 | 1.28 | 0.03 | 2016-12-01 | 118% | 125% | 132% |  |  |  | 206 | GDP-PG&E/LG-PKG | D | SP | MMBTU | 1 | GDP-PG&E/LG-PKG D SP
| 2017-01-01 | 0.062114 | 1.45 | 1.45 | 0.1625 | 0.17 | 0.1775 | 5.13 | 5.135 | 5.14 | 1.61 | 0 | 2017-01-01 | 138% | 145% | 152% |  |  |  | 207 | GDP-PGT/KINGSGA | D | SP | MMBTU | 1 | GDP-PGT/KINGSGA D SP
| 2017-02-01 | 0.062139 | 1.45 | 1.45 | 0.1625 | 0.17 | 0.1775 | 5.034 | 5.039 | 5.044 | 1.57 | 0 | 2017-02-01 | 138% | 145% | 152% |  |  |  | 208 | GDP-QUESTAR | D | SP | MMBTU | 1 | GDP-QUESTAR D SP
| 2017-03-01 | 0.062161 | 1 | 1 | 0.1625 | 0.17 | 0.1775 | 4.884 | 4.889 | 4.894 | 0.93 | 0 | 2017-03-01 | 93% | 100% | 107% |  |  |  | 209 | GDP-SONAT/LA | D | SP | MMBTU | 1 | GDP-SONAT/LA D SP
| 2017-04-01 | 0.062186 | 0.45 | 0.45 | 0.1625 | 0.17 | 0.1775 | 4.701 | 4.706 | 4.711 | 0.5 | 0 | 2017-04-01 | 38% | 45% | 52% |  |  |  | 210 | GDP-TENN/100 | D | SP | MMBTU | 1 | GDP-TENN/100 D SP
| 2017-05-01 | 0.062209 | 0.5 | 0.5 | 0.1625 | 0.17 | 0.1775 | 4.676 | 4.681 | 4.686 | 0.44 | 0 | 2017-05-01 | 43% | 50% | 57% |  |  |  | 211 | GDP-TENN/500 | D | SP | MMBTU | 1 | GDP-TENN/500 D SP
| 2017-06-01 | 0.062234 | 0.5 | 0.5 | 0.1625 | 0.17 | 0.1775 | 4.705 | 4.71 | 4.715 | 0.44 | 0 | 2017-06-01 | 43% | 50% | 57% |  |  |  | 212 | GDP-TENN/800 | D | SP | MMBTU | 1 | GDP-TENN/800 D SP
| 2017-07-01 | 0.062258 | 0.5 | 0.5 | 0.1625 | 0.17 | 0.1775 | 4.735 | 4.74 | 4.745 | 0.5 | 0 | 2017-07-01 | 43% | 50% | 57% |  |  |  | 213 | GDP-TENN/CORPUS | D | SP | MMBTU | 1 | GDP-TENN/CORPUS D SP
| 2017-08-01 | 0.062282 | 0.6 | 0.6 | 0.1625 | 0.17 | 0.1775 | 4.755 | 4.76 | 4.765 | 0.5 | 0 | 2017-08-01 | 53% | 60% | 67% |  |  |  | 214 | GDP-TETCO/ELA | D | SP | MMBTU | 1 | GDP-TETCO/ELA D SP
| 2017-09-01 | 0.062307 | 0.6 | 0.6 | 0.1625 | 0.17 | 0.1775 | 4.776 | 4.781 | 4.786 | 0.46 | 0 | 2017-09-01 | 53% | 60% | 67% |  |  |  | 215 | GDP-TETCO/ETX/C | D | SP | MMBTU | 1 | GDP-TETCO/ETX/C D SP
| 2017-10-01 | 0.06233 | 0.65 | 0.65 | 0.1625 | 0.17 | 0.1775 | 4.806 | 4.811 | 4.816 | 0.47 | 0 | 2017-10-01 | 58% | 65% | 72% |  |  |  | 216 | GDP-TETCO/M1 | D | SP | MMBTU | 1 | GDP-TETCO/M1 D SP
| 2017-11-01 | 0.062355 | 0.95 | 0.95 | 0.1625 | 0.17 | 0.1775 | 4.946 | 4.951 | 4.956 | 0.86 | 0 | 2017-11-01 | 88% | 95% | 102% |  |  |  | 217 | GDP-TETCO/M3 | D | SP | MMBTU | 1 | GDP-TETCO/M3 D SP
| 2017-12-01 | 0.062378 | 1.25 | 1.25 | 0.1625 | 0.17 | 0.1775 | 5.071 | 5.076 | 5.081 | 1.28 | 0 | 2017-12-01 | 118% | 125% | 132% |  |  |  | 218 | GDP-TETCO/STX | D | SP | MMBTU | 1 | GDP-TETCO/STX D SP
| 2018-01-01 | 0.062403 | 1.45 | 1.45 | 0.1625 | 0.17 | 0.1775 | 5.24 | 5.245 | 5.25 | 1.61 | 0 | 2018-01-01 | 138% | 145% | 152% |  |  |  | 219 | GDP-TETCO/WLA | D | SP | MMBTU | 1 | GDP-TETCO/WLA D SP
| 2018-02-01 | 0.062427 | 1.45 | 1.45 | 0.1625 | 0.17 | 0.1775 | 5.144 | 5.149 | 5.154 | 1.57 | 0 | 2018-02-01 | 138% | 145% | 152% |  |  |  | 220 | GDP-TGT/Z1 | D | SP | MMBTU | 1 | GDP-TGT/Z1 D SP
| 2018-03-01 | 0.06245 | 1 | 1 | 0.1625 | 0.17 | 0.1775 | 4.994 | 4.999 | 5.004 | 0.93 | 0 | 2018-03-01 | 93% | 100% | 107% |  |  |  | 221 | GDP-TGT/ZSL | D | SP | MMBTU | 1 | GDP-TGT/ZSL D SP
| 2018-04-01 | 0.062474 | 0.45 | 0.45 | 0.1625 | 0.17 | 0.1775 | 4.811 | 4.816 | 4.821 | 0.5 | 0 | 2018-04-01 | 38% | 45% | 52% |  |  |  | 222 | GDP-TRANSCO/Z1 | D | SP | MMBTU | 1 | GDP-TRANSCO/Z1 D SP
| 2018-05-01 | 0.062498 | 0.5 | 0.5 | 0.1625 | 0.17 | 0.1775 | 4.786 | 4.791 | 4.796 | 0.44 | 0 | 2018-05-01 | 43% | 50% | 57% |  |  |  | 223 | GDP-TRANSCO/Z2 | D | SP | MMBTU | 1 | GDP-TRANSCO/Z2 D SP
| 2018-06-01 | 0.062522 | 0.5 | 0.5 | 0.1625 | 0.17 | 0.1775 | 4.815 | 4.82 | 4.825 | 0.44 | 0 | 2018-06-01 | 43% | 50% | 57% |  |  |  | 224 | GDP-TRANSCO/Z3 | D | SP | MMBTU | 1 | GDP-TRANSCO/Z3 D SP
| 2018-07-01 | 0.062546 | 0.5 | 0.5 | 0.1625 | 0.17 | 0.1775 | 4.845 | 4.85 | 4.855 | 0.5 | 0 | 2018-07-01 | 43% | 50% | 57% |  |  |  | 225 | GDP-TRANSCO/Z4 | D | SP | MMBTU | 1 | GDP-TRANSCO/Z4 D SP
| 2018-08-01 | 0.062571 | 0.6 | 0.6 | 0.1625 | 0.17 | 0.1775 | 4.865 | 4.87 | 4.875 | 0.5 | 0 | 2018-08-01 | 53% | 60% | 67% |  |  |  | 226 | GDP-TRCOZ6/NONY | D | SP | MMBTU | 1 | GDP-TRCOZ6/NONY D SP
| 2018-09-01 | 0.062595 | 0.6 | 0.6 | 0.1625 | 0.17 | 0.1775 | 4.886 | 4.891 | 4.896 | 0.46 | 0 | 2018-09-01 | 53% | 60% | 67% |  |  |  | 227 | GDP-TRCOZ6/NY | D | SP | MMBTU | 1 | GDP-TRCOZ6/NY D SP
| 2018-10-01 | 0.062619 | 0.65 | 0.65 | 0.1625 | 0.17 | 0.1775 | 4.916 | 4.921 | 4.926 | 0.47 | 0 | 2018-10-01 | 58% | 65% | 72% |  |  |  | 228 | GDP-TRUNKL/ELA | D | SP | MMBTU | 1 | GDP-TRUNKL/ELA D SP
| 2018-11-01 | 0.062643 | 0.95 | 0.95 | 0.1625 | 0.17 | 0.1775 | 5.056 | 5.061 | 5.066 | 0.86 | 0 | 2018-11-01 | 88% | 95% | 102% |  |  |  | 229 | GDP-TRUNKL/NO | D | SP | MMBTU | 1 | GDP-TRUNKL/NO D SP
| 2018-12-01 | 0.062667 | 1.25 | 1.25 | 0.1625 | 0.17 | 0.1775 | 5.181 | 5.186 | 5.191 | 1.28 | 0 | 2018-12-01 | 118% | 125% | 132% |  |  |  | 230 | GDP-TRUNKL/SO | D | SP | MMBTU | 1 | GDP-TRUNKL/SO D SP
| 2019-01-01 | 0.062692 | 1.45 | 1.45 | 0.1625 | 0.17 | 0.1775 | 5.35 | 5.355 | 5.36 | 1.61 | 0 | 2019-01-01 | 138% | 145% | 152% |  |  |  | 231 | GDP-TRUNKL/WLA | D | SP | MMBTU | 1 | GDP-TRUNKL/WLA D SP
| 2019-02-01 | 0.062716 | 1.45 | 1.45 | 0.1625 | 0.17 | 0.1775 | 5.254 | 5.259 | 5.264 | 1.57 | 0 | 2019-02-01 | 138% | 145% | 152% |  |  |  | 232 | GDP-TW/PERMIAN | D | SP | MMBTU | 1 | GDP-TW/PERMIAN D SP
| 2019-03-01 | 0.062738 | 1 | 1 | 0.1625 | 0.17 | 0.1775 | 5.104 | 5.109 | 5.114 | 0.93 | 0 | 2019-03-01 | 93% | 100% | 107% |  |  |  | 233 | GDP-TW/SJ | D | SP | MMBTU | 1 | GDP-TW/SJ D SP
| 2019-04-01 | 0.062763 | 0.45 | 0.45 | 0.1625 | 0.17 | 0.1775 | 4.921 | 4.926 | 4.931 | 0.5 | 0 | 2019-04-01 | 38% | 45% | 52% |  |  |  | 234 | GDP-TXINT+1AFTA | D | SP | MMBTU | 1 | GDP-TXINT+1AFTA D SP
| 2019-05-01 | 0.062786 | 0.5 | 0.5 | 0.1625 | 0.17 | 0.1775 | 4.896 | 4.901 | 4.906 | 0.44 | 0 | 2019-05-01 | 43% | 50% | 57% |  |  |  | 235 | GDP-TXINT+2AFTA | D | SP | MMBTU | 1 | GDP-TXINT+2AFTA D SP
| 2019-06-01 | 0.062811 | 0.5 | 0.5 | 0.1625 | 0.17 | 0.1775 | 4.925 | 4.93 | 4.935 | 0.44 | 0 | 2019-06-01 | 43% | 50% | 57% |  |  |  | 236 | GDP-TXINT+2AFTH | D | SP | MMBTU | 1 | GDP-TXINT+2AFTH D SP
| 2019-07-01 | 0.062835 | 0.5 | 0.5 | 0.1625 | 0.17 | 0.1775 | 4.955 | 4.96 | 4.965 | 0.5 | 0 | 2019-07-01 | 43% | 50% | 57% |  |  |  | 237 | GDP-TXINT+2AFTL | D | SP | MMBTU | 1 | GDP-TXINT+2AFTL D SP
| 2019-08-01 | 0.062859 | 0.6 | 0.6 | 0.1625 | 0.17 | 0.1775 | 4.975 | 4.98 | 4.985 | 0.5 | 0 | 2019-08-01 | 53% | 60% | 67% |  |  |  | 238 | GDP-TXINT/KATYH | D | SP | MMBTU | 1 | GDP-TXINT/KATYH D SP
| 2019-09-01 | 0.062884 | 0.6 | 0.6 | 0.1625 | 0.17 | 0.1775 | 4.996 | 5.001 | 5.006 | 0.46 | 0 | 2019-09-01 | 53% | 60% | 67% |  |  |  | 239 | GDP-TXINT/KATYL | D | SP | MMBTU | 1 | GDP-TXINT/KATYL D SP
| 2019-10-01 | 0.062907 | 0.65 | 0.65 | 0.1625 | 0.17 | 0.1775 | 5.026 | 5.031 | 5.036 | 0.47 | 0 | 2019-10-01 | 58% | 65% | 72% |  |  |  | 240 | GDP-TXINT/KATYT | D | SP | MMBTU | 1 | GDP-TXINT/KATYT D SP
| 2019-11-01 | 0.062932 | 0.95 | 0.95 | 0.1625 | 0.17 | 0.1775 | 5.166 | 5.171 | 5.176 | 0.86 | 0 | 2019-11-01 | 88% | 95% | 102% |  |  |  | 241 | GDP-TXINTFRWKA | D | SP | MMBTU | 1 | GDP-TXINTFRWKA D SP
| 2019-12-01 | 0.062956 | 1.25 | 1.25 | 0.1625 | 0.17 | 0.1775 | 5.291 | 5.296 | 5.301 | 1.28 | 0 | 2019-12-01 | 118% | 125% | 132% |  |  |  | 242 | GDP-TXINTH+2FTH | D | SP | MMBTU | 1 | GDP-TXINTH+2FTH D SP
| 2020-01-01 | 0.06298 | 1.45 | 1.45 | 0.1625 | 0.17 | 0.1775 | 5.46 | 5.465 | 5.47 | 1.61 | 0 | 2020-01-01 | 138% | 145% | 152% |  |  |  | 243 | GDP-TXINTL+2FTH | D | SP | MMBTU | 1 | GDP-TXINTL+2FTH D SP
| 2020-02-01 | 0.063005 | 1.45 | 1.45 | 0.1625 | 0.17 | 0.1775 | 5.364 | 5.369 | 5.374 | 1.57 | 0 | 2020-02-01 | 138% | 145% | 152% |  |  |  | 244 | GDP-WAHA | D | SP | MMBTU | 1 | GDP-WAHA D SP
| 2020-03-01 | 0.063027 | 1 | 1 | 0.1625 | 0.17 | 0.1775 | 5.214 | 5.219 | 5.224 | 0.93 | 0 | 2020-03-01 | 93% | 100% | 107% |  |  |  | 245 | GDP-WNG/TOK | D | SP | MMBTU | 1 | GDP-WNG/TOK D SP
| 2020-04-01 | 0.063052 | 0.45 | 0.45 | 0.1625 | 0.17 | 0.1775 | 5.031 | 5.036 | 5.041 | 0.5 | 0 | 2020-04-01 | 38% | 45% | 52% |  |  |  | 246 | HPL/SHPCHAN-GD | D | PR | MMBTU | 1 | HPL/SHPCHAN-GD D PR
| 2020-05-01 | 0.063076 | 0.5 | 0.5 | 0.1625 | 0.17 | 0.1775 | 5.006 | 5.011 | 5.016 | 0.44 | 0 | 2020-05-01 | 43% | 50% | 57% |  |  |  | 247 | IF-A/S E.BEAUM | D | PR | MMBTU | 1 | IF-A/S E.BEAUM D PR
| 2020-06-01 | 0.0631 | 0.5 | 0.5 | 0.1625 | 0.17 | 0.1775 | 5.035 | 5.04 | 5.045 | 0.44 | 0 | 2020-06-01 | 43% | 50% | 57% |  |  |  | 248 | IF-A/S EAST OFF | D | PR | MMBTU | 1 | IF-A/S EAST OFF D PR
| 2020-07-01 | 0.063124 | 0.5 | 0.5 | 0.1625 | 0.17 | 0.1775 | 5.065 | 5.07 | 5.075 | 0.5 | 0 | 2020-07-01 | 43% | 50% | 57% |  |  |  | 249 | IF-AGUA DULCE | D | PR | MMBTU | 1 | IF-AGUA DULCE D PR
| 2020-08-01 | 0.063148 | 0.6 | 0.6 | 0.1625 | 0.17 | 0.1775 | 5.085 | 5.09 | 5.095 | 0.5 | 0 | 2020-08-01 | 53% | 60% | 67% |  |  |  | 250 | IF-ANR/LA | D | PR | MMBTU | 1 | IF-ANR/LA D PR
| 2020-09-01 | 0.063173 | 0.6 | 0.6 | 0.1625 | 0.17 | 0.1775 | 5.106 | 5.111 | 5.116 | 0.46 | 0 | 2020-09-01 | 53% | 60% | 67% |  |  |  | 251 | IF-ANR/LA_OFFSH | D | PR | MMBTU | 1 | IF-ANR/LA_OFFSH D PR
| 2020-10-01 | 0.063197 | 0.65 | 0.65 | 0.1625 | 0.17 | 0.1775 | 5.136 | 5.141 | 5.146 | 0.47 | 0 | 2020-10-01 | 58% | 65% | 72% |  |  |  | 252 | IF-ANR/LA_ONSHO | D | PR | MMBTU | 1 | IF-ANR/LA_ONSHO D PR
| 2020-11-01 | 0.063221 | 0.95 | 0.95 | 0.1625 | 0.17 | 0.1775 | 5.276 | 5.281 | 5.286 | 0.86 | 0 | 2020-11-01 | 88% | 95% | 102% |  |  |  | 253 | IF-ANR/OK | D | PR | MMBTU | 1 | IF-ANR/OK D PR
| 2020-12-01 | 0.063245 | 1.25 | 1.25 | 0.1625 | 0.17 | 0.1775 | 5.401 | 5.406 | 5.411 | 1.28 | 0 | 2020-12-01 | 118% | 125% | 132% |  |  |  | 254 | IF-ARKLA/ARK-OK | D | PR | MMBTU | 1 | IF-ARKLA/ARK-OK D PR
| 2021-01-01 | 0.063269 | 1.45 | 1.45 | 0.1625 | 0.17 | 0.1775 | 5.57 | 5.575 | 5.58 | 1.61 | 0 | 2021-01-01 | 138% | 145% | 152% |  |  |  | 255 | IF-B/M OFFSHORE | D | PR | MMBTU | 1 | IF-B/M OFFSHORE D PR
| 2021-02-01 | 0.063277 | 1.45 | 1.45 | 0.1625 | 0.17 | 0.1775 | 5.474 | 5.479 | 5.484 | 1.57 | 0 | 2021-02-01 | 138% | 145% | 152% |  |  |  | 256 | IF-BONDAD(100%) | D | PR | MMBTU | 1 | IF-BONDAD(100%) D PR
| 2021-03-01 | 0.063275 | 1 | 1 | 0.1625 | 0.17 | 0.1775 | 5.324 | 5.329 | 5.334 | 0.93 | 0 | 2021-03-01 | 93% | 100% | 107% |  |  |  | 257 | IF-CARTHAGE | D | PR | MMBTU | 1 | IF-CARTHAGE D PR
| 2021-04-01 | 0.063273 | 0.45 | 0.45 | 0.1625 | 0.17 | 0.1775 | 5.141 | 5.146 | 5.151 | 0.5 | 0 | 2021-04-01 | 38% | 45% | 52% |  |  |  | 258 | IF-CGT/APPALAC | D | PR | MMBTU | 1 | IF-CGT/APPALAC D PR
| 2021-05-01 | 0.063271 | 0.5 | 0.5 | 0.1625 | 0.17 | 0.1775 | 5.116 | 5.121 | 5.126 | 0.44 | 0 | 2021-05-01 | 43% | 50% | 57% |  |  |  | 259 | IF-CGT/CITYGATE | D | PR | MMBTU | 1 | IF-CGT/CITYGATE D PR
| 2021-06-01 | 0.063269 | 0.5 | 0.5 | 0.1625 | 0.17 | 0.1775 | 5.145 | 5.15 | 5.155 | 0.44 | 0 | 2021-06-01 | 43% | 50% | 57% |  |  |  | 260 | IF-CIG/RKYMTN | D | PR | MMBTU | 1 | IF-CIG/RKYMTN D PR
| 2021-07-01 | 0.063266 | 0.5 | 0.5 | 0.1625 | 0.17 | 0.1775 | 5.175 | 5.18 | 5.185 | 0.5 | 0 | 2021-07-01 | 43% | 50% | 57% |  |  |  | 261 | IF-CIG/TOMAHAWK | D | PR | MMBTU | 1 | IF-CIG/TOMAHAWK D PR
| 2021-08-01 | 0.063264 | 0.6 | 0.6 | 0.1625 | 0.17 | 0.1775 | 5.195 | 5.2 | 5.205 | 0.5 | 0 | 2021-08-01 | 53% | 60% | 67% |  |  |  | 262 | IF-CIG/WIC | D | PR | MMBTU | 1 | IF-CIG/WIC D PR
| 2021-09-01 | 0.063262 | 0.6 | 0.6 | 0.1625 | 0.17 | 0.1775 | 5.216 | 5.221 | 5.226 | 0.46 | 0 | 2021-09-01 | 53% | 60% | 67% |  |  |  | 263 | IF-CIG/WINDRVR | D | PR | MMBTU | 1 | IF-CIG/WINDRVR D PR
| 2021-10-01 | 0.06326 | 0.65 | 0.65 | 0.1625 | 0.17 | 0.1775 | 5.246 | 5.251 | 5.256 | 0.47 | 0 | 2021-10-01 | 58% | 65% | 72% |  |  |  | 264 | IF-CNG/APPALACH | D | PR | MMBTU | 1 | IF-CNG/APPALACH D PR
| 2021-11-01 | 0.063258 | 0.95 | 0.95 | 0.1625 | 0.17 | 0.1775 | 5.386 | 5.391 | 5.396 | 0.86 | 0 | 2021-11-01 | 88% | 95% | 102% |  |  |  | 265 | IF-CNG/NORTH | D | PR | MMBTU | 1 | IF-CNG/NORTH D PR
| 2021-12-01 | 0.063256 | 1.25 | 1.25 | 0.1625 | 0.17 | 0.1775 | 5.511 | 5.516 | 5.521 | 1.28 | 0 | 2021-12-01 | 118% | 125% | 132% |  |  |  | 266 | IF-CNG/N_CITYGA | D | PR | MMBTU | 1 | IF-CNG/N_CITYGA D PR
| 2022-01-01 | 0.063254 | 1.45 | 1.45 | 0.1625 | 0.17 | 0.1775 | 5.68 | 5.685 | 5.69 | 1.61 | 0 | 2022-01-01 | 138% | 145% | 152% |  |  |  | 267 | IF-COLGUL/ERATH | D | PR | MMBTU | 1 | IF-COLGUL/ERATH D PR
| 2022-02-01 | 0.063252 | 1.45 | 1.45 | 0.1625 | 0.17 | 0.1775 | 5.584 | 5.589 | 5.594 | 1.57 | 0 | 2022-02-01 | 138% | 145% | 152% |  |  |  | 268 | IF-COLGUL/RAYNE | D | PR | MMBTU | 1 | IF-COLGUL/RAYNE D PR
| 2022-03-01 | 0.06325 | 1 | 1 | 0.1625 | 0.17 | 0.1775 | 5.434 | 5.439 | 5.444 | 0.93 | 0 | 2022-03-01 | 93% | 100% | 107% |  |  |  | 269 | IF-COLGULF/LA | D | PR | MMBTU | 1 | IF-COLGULF/LA D PR
| 2022-04-01 | 0.063248 | 0.45 | 0.45 | 0.1625 | 0.17 | 0.1775 | 5.251 | 5.256 | 5.261 | 0.5 | 0 | 2022-04-01 | 38% | 45% | 52% |  |  |  | 270 | IF-COLGULF/LAOF | D | PR | MMBTU | 1 | IF-COLGULF/LAOF D PR
| 2022-05-01 | 0.063246 | 0.5 | 0.5 | 0.1625 | 0.17 | 0.1775 | 5.226 | 5.231 | 5.236 | 0.44 | 0 | 2022-05-01 | 43% | 50% | 57% |  |  |  | 271 | IF-CORPUS | D | PR | MMBTU | 1 | IF-CORPUS D PR
| 2022-06-01 | 0.071108 | 1.45 | 1.45 | 0.1425 | 0.15 | 0.1575 | 4.7295 | 4.7345 | 4.7395 | 1.595 | 1.595 | 2022-06-01 | 138% | 145% | 152% |  |  |  | 272 | IF-ELPO/ANADARK | D | PR | MMBTU | 1 | IF-ELPO/ANADARK D PR
| 2022-07-01 | 0.071096 | 1 | 1 | 0.1425 | 0.15 | 0.1575 | 4.6065 | 4.6115 | 4.6165 | 0.965 | 0.965 | 2022-07-01 | 93% | 100% | 107% |  |  |  | 273 | IF-ELPO/PERMIAN | D | PR | MMBTU | 1 | IF-ELPO/PERMIAN D PR
| 2022-08-01 | 0.071084 | 0.45 | 0.45 | 0.1425 | 0.15 | 0.1575 | 4.4755 | 4.4805 | 4.4855 | 0.45 | 0.45 | 2022-08-01 | 38% | 45% | 52% |  |  |  | 274 | IF-ELPO/SJ | D | PR | MMBTU | 1 | IF-ELPO/SJ D PR
| 2022-09-01 | 0.071072 | 0.5 | 0.5 | 0.1425 | 0.15 | 0.1575 | 4.4375 | 4.4425 | 4.4475 | 0.405 | 0.405 | 2022-09-01 | 43% | 50% | 57% |  |  |  | 275 | IF-ELPO/SJ/KC | D | PR | MMBTU | 1 | IF-ELPO/SJ/KC D PR
| 2022-10-01 | 0.071059 | 0.5 | 0.5 | 0.1425 | 0.15 | 0.1575 | 4.4615 | 4.4665 | 4.4715 | 0.395 | 0.395 | 2022-10-01 | 43% | 50% | 57% |  |  |  | 276 | IF-EPSJ(BONDAD) | D | PR | MMBTU | 1 | IF-EPSJ(BONDAD) D PR
| 2022-11-01 | 0.071047 | 0.5 | 0.5 | 0.1425 | 0.15 | 0.1575 | 4.4695 | 4.4745 | 4.4795 | 0.43 | 0.43 | 2022-11-01 | 43% | 50% | 57% |  |  |  | 277 | IF-EPSJ(MILAGR) | D | PR | MMBTU | 1 | IF-EPSJ(MILAGR) D PR
| 2022-12-01 | 0.071034 | 0.6 | 0.6 | 0.1425 | 0.15 | 0.1575 | 4.4735 | 4.4785 | 4.4835 | 0.495 | 0.495 | 2022-12-01 | 53% | 60% | 67% |  |  |  | 278 | IF-EPSJ/TWBLANC | D | PR | MMBTU | 1 | IF-EPSJ/TWBLANC D PR
| 2023-01-01 | 0.071021 | 0.6 | 0.6 | 0.1425 | 0.15 | 0.1575 | 4.4435 | 4.4485 | 4.4535 | 0.395 | 0.395 | 2023-01-01 | 53% | 60% | 67% |  |  |  | 279 | IF-FGT/CTYGATE | D | PR | MMBTU | 1 | IF-FGT/CTYGATE D PR
| 2023-02-01 | 0.071009 | 0.65 | 0.65 | 0.1425 | 0.15 | 0.1575 | 4.4055 | 4.4105 | 4.4155 | 0.461 | 0.461 | 2023-02-01 | 58% | 65% | 72% |  |  |  | 280 | IF-FGT/MKTAREA | D | PR | MMBTU | 1 | IF-FGT/MKTAREA D PR
| 2023-03-01 | 0.070996 | 0.95 | 0.95 | 0.1425 | 0.15 | 0.1575 | 4.4425 | 4.4475 | 4.4525 | 0.885 | 0.885 | 2023-03-01 | 88% | 95% | 102% |  |  |  | 281 | IF-FGT/Z1 | D | PR | MMBTU | 1 | IF-FGT/Z1 D PR
| 2023-04-01 | 0.070984 | 1.25 | 1.25 | 0.1425 | 0.15 | 0.1575 | 4.4775 | 4.4825 | 4.4875 | 1.31 | 1.31 | 2023-04-01 | 118% | 125% | 132% |  |  |  | 282 | IF-FGT/Z2 | D | PR | MMBTU | 1 | IF-FGT/Z2 D PR
| 2023-05-01 | 0.070972 | 1.45 | 1.45 | 0.1425 | 0.15 | 0.1575 | 4.926 | 4.931 | 4.936 | 1.645 | 1.645 | 2023-05-01 | 138% | 145% | 152% |  |  |  | 283 | IF-FGT/Z3 | D | PR | MMBTU | 1 | IF-FGT/Z3 D PR
| 2023-06-01 | 0.070959 | 1.45 | 1.45 | 0.1425 | 0.15 | 0.1575 | 4.833 | 4.838 | 4.843 | 1.595 | 1.595 | 2023-06-01 | 138% | 145% | 152% |  |  |  | 284 | IF-FREEPORT | D | PR | MMBTU | 1 | IF-FREEPORT D PR
| 2023-07-01 | 0.070947 | 1 | 1 | 0.1425 | 0.15 | 0.1575 | 4.713 | 4.718 | 4.723 | 0.965 | 0.965 | 2023-07-01 | 93% | 100% | 107% |  |  |  | 285 | IF-HEHUB | D | PR | MMBTU | 1 | IF-HEHUB D PR
| 2023-08-01 | 0.070935 | 0.45 | 0.45 | 0.1425 | 0.15 | 0.1575 | 4.585 | 4.59 | 4.595 | 0.45 | 0.45 | 2023-08-01 | 38% | 45% | 52% |  |  |  | 286 | IF-HPL/SHPCHAN | D | PR | MMBTU | 1 | IF-HPL/SHPCHAN D PR
| 2023-09-01 | 0.070923 | 0.5 | 0.5 | 0.1425 | 0.15 | 0.1575 | 4.548 | 4.553 | 4.558 | 0.405 | 0.405 | 2023-09-01 | 43% | 50% | 57% |  |  |  | 287 | IF-IOWA_IL | D | PR | MMBTU | 1 | IF-IOWA_IL D PR
| 2023-10-01 | 0.07091 | 0.5 | 0.5 | 0.1425 | 0.15 | 0.1575 | 4.573 | 4.578 | 4.583 | 0.395 | 0.395 | 2023-10-01 | 43% | 50% | 57% |  |  |  | 288 | IF-K/COL/TN/LA | D | PR | MMBTU | 1 | IF-K/COL/TN/LA D PR
| 2023-11-01 | 0.070898 | 0.5 | 0.5 | 0.1425 | 0.15 | 0.1575 | 4.581 | 4.586 | 4.591 | 0.43 | 0.43 | 2023-11-01 | 43% | 50% | 57% |  |  |  | 289 | IF-KATY | D | PR | MMBTU | 1 | IF-KATY D PR
| 2023-12-01 | 0.070885 | 0.6 | 0.6 | 0.1425 | 0.15 | 0.1575 | 4.585 | 4.59 | 4.595 | 0.495 | 0.495 | 2023-12-01 | 53% | 60% | 67% |  |  |  | 290 | IF-KATY/OASIS | D | PR | MMBTU | 1 | IF-KATY/OASIS D PR
| 2024-01-01 | 0.070872 | 0.6 | 0.6 | 0.1425 | 0.15 | 0.1575 | 4.554 | 4.559 | 4.564 | 0.395 | 0.395 | 2024-01-01 | 53% | 60% | 67% |  |  |  | 291 | IF-KATY/TAIL | D | PR | MMBTU | 1 | IF-KATY/TAIL D PR
| 2024-02-01 | 0.07086 | 0.65 | 0.65 | 0.1425 | 0.15 | 0.1575 | 4.515 | 4.52 | 4.525 | 0.461 | 0.461 | 2024-02-01 | 58% | 65% | 72% |  |  |  | 292 | IF-KATY/WOFLEX | D | PR | MMBTU | 1 | IF-KATY/WOFLEX D PR
| 2024-03-01 | 0.070848 | 0.95 | 0.95 | 0.1425 | 0.15 | 0.1575 | 4.547 | 4.552 | 4.557 | 0.885 | 0.885 | 2024-03-01 | 88% | 95% | 102% |  |  |  | 293 | IF-KERN/QUEST | D | PR | MMBTU | 1 | IF-KERN/QUEST D PR
| 2024-04-01 | 0.070835 | 1.25 | 1.25 | 0.1425 | 0.15 | 0.1575 | 4.579 | 4.584 | 4.589 | 1.31 | 1.31 | 2024-04-01 | 118% | 125% | 132% |  |  |  | 294 | IF-KERN/RIVER | D | PR | MMBTU | 1 | IF-KERN/RIVER D PR
| 2024-05-01 | 0.070823 | 1.45 | 1.45 | 0.1435 | 0.151 | 0.1585 | 4.0125 | 4.0175 | -0.181 | 1.645 | 1.645 | 2024-05-01 | 138% | 145% | 152% |  |  |  | 295 | IF-KING RANCH | D | PR | MMBTU | 1 | IF-KING RANCH D PR
| 2024-06-01 | 0.07081 | 1.45 | 1.45 | 0.1435 | 0.151 | 0.1585 | 3.9905 | 3.9955 | -0.19 | 1.595 | 1.595 | 2024-06-01 | 138% | 145% | 152% |  |  |  | 296 | IF-KOCH | D | PR | MMBTU | 1 | IF-KOCH D PR
| 2024-07-01 | 0.070798 | 1 | 1 | 0.1435 | 0.151 | 0.1585 | 3.9945 | 3.9995 | -0.195 | 0.965 | 0.965 | 2024-07-01 | 93% | 100% | 107% |  |  |  | 297 | IF-KOCH/LA | D | PR | MMBTU | 1 | IF-KOCH/LA D PR
| 2024-08-01 | 0.070786 | 0.45 | 0.45 | 0.1435 | 0.151 | 0.1585 | 4.0265 | 4.0315 | -0.203 | 0.45 | 0.45 | 2024-08-01 | 38% | 45% | 52% |  |  |  | 298 | IF-KOCH/TX | D | PR | MMBTU | 1 | IF-KOCH/TX D PR
| 2024-09-01 | 0.070773 | 0.5 | 0.5 | 0.1435 | 0.151 | 0.1585 | 4.0895 | 4.0945 | -0.198 | 0.405 | 0.405 | 2024-09-01 | 43% | 50% | 57% |  |  |  | 299 | IF-LONESTAR | D | PR | MMBTU | 1 | IF-LONESTAR D PR
| 2024-10-01 | 0.070761 | 0.5 | 0.5 | 0.1435 | 0.151 | 0.1585 | 4.114 | 4.119 | -0.205 | 0.395 | 0.395 | 2024-10-01 | 43% | 50% | 57% |  |  |  | 300 | IF-LRC | D | PR | MMBTU | 1 | IF-LRC D PR
| 2024-11-01 | 0.070748 | 0.5 | 0.5 | 0.1435 | 0.151 | 0.1585 | 4.085 | 4.09 | -0.199 | 0.43 | 0.43 | 2024-11-01 | 43% | 50% | 57% |  |  |  | 301 | IF-LRC/Z1 | D | PR | MMBTU | 1 | IF-LRC/Z1 D PR
| 2024-12-01 | 0.070736 | 0.6 | 0.6 | 0.1435 | 0.151 | 0.1585 | 4.033 | 4.038 | -0.19 | 0.495 | 0.495 | 2024-12-01 | 53% | 60% | 67% |  |  |  | 302 | IF-LRC/Z2 | D | PR | MMBTU | 1 | IF-LRC/Z2 D PR
| 2025-01-01 | 0.070723 | 0.6 | 0.6 | 0.1435 | 0.151 | 0.1585 | 3.996 | 4.001 | -0.186 | 0.395 | 0.395 | 2025-01-01 | 53% | 60% | 67% |  |  |  | 303 | IF-LRC/Z3 | D | PR | MMBTU | 1 | IF-LRC/Z3 D PR
| 2025-02-01 | 0.070711 | 0.65 | 0.65 | 0.1435 | 0.151 | 0.1585 | 4.058 | 4.063 | -0.172 | 0.461 | 0.461 | 2025-02-01 | 58% | 65% | 72% |  |  |  | 304 | IF-LRC/Z4 | D | PR | MMBTU | 1 | IF-LRC/Z4 D PR
| 2025-03-01 | 0.070698 | 0.95 | 0.95 | 0.1435 | 0.151 | 0.1585 | 4.2825 | 4.2875 | -0.172 | 0.885 | 0.885 | 2025-03-01 | 88% | 95% | 102% |  |  |  | 305 | IF-LRC/Z5 | D | PR | MMBTU | 1 | IF-LRC/Z5 D PR
| 2025-04-01 | 0.070686 | 1.25 | 1.25 | 0.1435 | 0.151 | 0.1585 | 4.5545 | 4.5595 | -0.172 | 1.31 | 1.31 | 2025-04-01 | 118% | 125% | 132% |  |  |  | 306 | IF-MONCHY | D | PR | MMBTU | 1 | IF-MONCHY D PR
| 2025-05-01 | 0.070673 | 1.45 | 1.45 | 0.1435 | 0.151 | 0.1585 | -0.005 | 4.597 | -0.172 | 1.645 | 1.645 | 2025-05-01 | 138% | 145% | 152% |  |  |  | 307 | IF-NGPL/HARPER | D | PR | MMBTU | 1 | IF-NGPL/HARPER D PR
| 2025-06-01 | 0.070661 | 1.45 | 1.45 | 0.1435 | 0.151 | 0.1585 | 5.416 | 5.421 | -0.172 | 1.595 | 1.595 | 2025-06-01 | 138% | 145% | 152% |  |  |  | 308 | IF-NGPL/LA | D | PR | MMBTU | 1 | IF-NGPL/LA D PR
| 2025-07-01 | 0.070649 | 1 | 1 | 0.1435 | 0.151 | 0.1585 | 5.416 | 5.421 | -0.172 | 0.965 | 0.965 | 2025-07-01 | 93% | 100% | 107% |  |  |  | 309 | IF-NGPL/LA-STNG | D | PR | MMBTU | 1 | IF-NGPL/LA-STNG D PR
| 2025-08-01 | 0.070637 | 0.45 | 0.45 | 0.1435 | 0.151 | 0.1585 |  |  |  | 0.45 | 0.45 | 2025-08-01 | [6 empty] | 310 | IF-NGPL/MIDCON | D | PR | MMBTU | 1 | IF-NGPL/MIDCON D PR
| 2025-09-01 | 0.070624 | 0.5 | 0.5 | 0.1435 | 0.151 | 0.1585 |  |  |  | 0.405 | 0.405 | 2025-09-01 | [6 empty] | 311 | IF-NGPL/OK-NW | D | PR | MMBTU | 1 | IF-NGPL/OK-NW D PR
| 2025-10-01 | 0.070612 | 0.5 | 0.5 | 0.1435 | 0.151 | 0.1585 |  |  |  | 0.395 | 0.395 | 2025-10-01 | [6 empty] | 312 | IF-NGPL/STX | D | PR | MMBTU | 1 | IF-NGPL/STX D PR
| 2025-11-01 | 0.070599 | 0.5 | 0.5 | 0.1435 | 0.151 | 0.1585 |  |  |  | 0.43 | 0.43 | 2025-11-01 | [6 empty] | 313 | IF-NGPL/TX | D | PR | MMBTU | 1 | IF-NGPL/TX D PR
| 2025-12-01 | 0.070587 | 0.6 | 0.6 | 0.1435 | 0.151 | 0.1585 |  |  |  | 0.495 | 0.495 | 2025-12-01 | [6 empty] | 314 | IF-NGPLTXOK | D | PR | MMBTU | 1 | IF-NGPLTXOK D PR
| 2026-01-01 | 0.070574 | 0.6 | 0.6 | 0.1435 | 0.151 | 0.1585 |  |  |  | 0.395 | 0.395 | 2026-01-01 | [6 empty] | 315 | IF-NNG/DEMARCAT | D | PR | MMBTU | 1 | IF-NNG/DEMARCAT D PR
| 2026-02-01 | 0.070562 | 0.65 | 0.65 | 0.1435 | 0.151 | 0.1585 |  |  |  | 0.461 | 0.461 | 2026-02-01 | [6 empty] | 316 | IF-NNG/TOK | D | PR | MMBTU | 1 | IF-NNG/TOK D PR
| 2026-03-01 | 0.070549 | 0.95 | 0.95 | 0.1435 | 0.151 | 0.1585 |  |  |  | 0.885 | 0.885 | 2026-03-01 | [6 empty] | 317 | IF-NNG/VENT | D | PR | MMBTU | 1 | IF-NNG/VENT D PR
| 2026-04-01 | 0.070537 | 1.25 | 1.25 | 0.1435 | 0.151 | 0.1585 |  |  |  | 1.31 | 1.31 | 2026-04-01 | [6 empty] | 318 | IF-NORAM/EAST | D | PR | MMBTU | 1 | IF-NORAM/EAST D PR
| 2026-05-01 | 0.070524 | 1.45 | 1.45 | 0.1435 | 0.151 | 0.1585 |  |  |  | 1.645 | 1.645 | 2026-05-01 | [6 empty] | 319 | IF-NORAM/WEST | D | PR | MMBTU | 1 | IF-NORAM/WEST D PR
| 2026-06-01 | 0.070512 | 1.45 | 1.45 | 0.1435 | 0.151 | 0.1585 |  |  |  | 1.595 | 1.595 | 2026-06-01 | [6 empty] | 320 | IF-NTHWST/CANBR | D | PR | MMBTU | 1 | IF-NTHWST/CANBR D PR
| 2026-07-01 | AA: 0.0705; VO: 1; VO: 1; PR: 0.965; PR: 0.965 | 2026-07-01 | [6 empty] | 321 | IF-NWPL_ROCKY_M | D | PR | MMBTU | 1 | IF-NWPL_ROCKY_M D PR
| 2026-08-01 | AA: 0.070488; VO: 0.45; VO: 0.45; PR: 0.45; PR: 0.45 | 2026-08-01 | [6 empty] | 322 | IF-ONG/OKLAHOMA | D | PR | MMBTU | 1 | IF-ONG/OKLAHOMA D PR
| 2026-09-01 | AA: 0.070475; VO: 0.5; VO: 0.5; PR: 0.405; PR: 0.405 | 2026-09-01 | [6 empty] | 323 | IF-PAN/TX/OK | D | PR | MMBTU | 1 | IF-PAN/TX/OK D PR
| 2026-10-01 | AA: 0.070463; VO: 0.5; VO: 0.5; PR: 0.395; PR: 0.395 | 2026-10-01 | [6 empty] | 324 | IF-QUESTAR | D | PR | MMBTU | 1 | IF-QUESTAR D PR
| 2026-11-01 | AA: 0.070451; VO: 0.5; VO: 0.5; PR: 0.43; PR: 0.43 | 2026-11-01 | [6 empty] | 325 | IF-SONAT/LA | D | PR | MMBTU | 1 | IF-SONAT/LA D PR
| 2026-12-01 | AA: 0.070438; VO: 0.6; VO: 0.6; PR: 0.495; PR: 0.495 | 2026-12-01 | [6 empty] | 326 | IF-TENN/LA | D | PR | MMBTU | 1 | IF-TENN/LA D PR
| 2027-01-01 | AA: 0.070425; VO: 0.6; VO: 0.6; PR: 0.395; PR: 0.395 | 2027-01-01 | [6 empty] | 327 | IF-TENN/LA_OFF | D | PR | MMBTU | 1 | IF-TENN/LA_OFF D PR
| 2027-02-01 | AA: 0.070413; VO: 0.65; VO: 0.65; PR: 0.461; PR: 0.461 | 2027-02-01 | [6 empty] | 328 | IF-TENN/TX | D | PR | MMBTU | 1 | IF-TENN/TX D PR
| 2027-03-01 | AA: 0.0704; VO: 0.95; VO: 0.95; PR: 0.885; PR: 0.885 | 2027-03-01 | [6 empty] | 329 | IF-TENN/Z5 | D | PR | MMBTU | 1 | IF-TENN/Z5 D PR
| 2027-04-01 | AA: 0.070388; VO: 1.25; VO: 1.25; PR: 1.31; PR: 1.31 | 2027-04-01 | [6 empty] | 330 | IF-TENN/Z6 | D | PR | MMBTU | 1 | IF-TENN/Z6 D PR
| 2027-05-01 | AA: 0.070375; VO: 1.45; VO: 1.45; PR: 1.645; PR: 1.645 | 2027-05-01 | [6 empty] | 331 | IF-TETCO/ELA | D | PR | MMBTU | 1 | IF-TETCO/ELA D PR
| 2027-06-01 | AA: 0.070363; VO: 1.45; VO: 1.45; PR: 1.595; PR: 1.595 | 2027-06-01 | [6 empty] | 332 | IF-TETCO/ETX | D | PR | MMBTU | 1 | IF-TETCO/ETX D PR
| 2027-07-01 | AA: 0.070351; VO: 1; VO: 1; PR: 0.965; PR: 0.965 | 2027-07-01 | [6 empty] | 333 | IF-TETCO/LA | D | PR | MMBTU | 1 | IF-TETCO/LA D PR
| 2027-08-01 | AA: 0.070339; VO: 0.45; VO: 0.45; PR: 0.45; PR: 0.45 | 2027-08-01 | [6 empty] | 334 | IF-TETCO/M1 | D | PR | MMBTU | 1 | IF-TETCO/M1 D PR
| 2027-09-01 | AA: 0.070326; VO: 0.5; VO: 0.5; PR: 0.405; PR: 0.405 | 2027-09-01 | [6 empty] | 335 | IF-TETCO/M3 | D | PR | MMBTU | 1 | IF-TETCO/M3 D PR
| 2027-10-01 | AA: 0.070314; VO: 0.5; VO: 0.5; PR: 0.395; PR: 0.395 | 2027-10-01 | [6 empty] | 336 | IF-TETCO/STX | D | PR | MMBTU | 1 | IF-TETCO/STX D PR
| 2027-11-01 | AA: 0.070302; VO: 0.5; VO: 0.5; PR: 0.43; PR: 0.43 | 2027-11-01 | [6 empty] | 337 | IF-TETCO/WLA | D | PR | MMBTU | 1 | IF-TETCO/WLA D PR
| 2027-12-01 | AA: 0.070289; VO: 0.6; VO: 0.6; PR: 0.495; PR: 0.495 | 2027-12-01 | [6 empty] | 338 | IF-TEXOMA | D | PR | MMBTU | 1 | IF-TEXOMA D PR
| 2028-01-01 | AA: 0.070276; VO: 0.6; VO: 0.6; PR: 0.395; PR: 0.395 | 2028-01-01 | [6 empty] | 339 | IF-TEXOMA OFFER | D | PR | MMBTU | 1 | IF-TEXOMA OFFER D PR
| 2028-02-01 | AA: 0.070264; VO: 0.65; VO: 0.65; PR: 0.461; PR: 0.461 | 2028-02-01 | [6 empty] | 340 | IF-TGT/Z1 | D | PR | MMBTU | 1 | IF-TGT/Z1 D PR
| 2028-03-01 | AA: 0.070251; VO: 0.95; VO: 0.95; PR: 0.885; PR: 0.885 | 2028-03-01 | [6 empty] | 341 | IF-TGT/ZSL | D | PR | MMBTU | 1 | IF-TGT/ZSL D PR
| 2028-04-01 | AA: 0.070239; VO: 1.25; VO: 1.25; PR: 1.31; PR: 1.31 | 2028-04-01 | [6 empty] | 342 | IF-THOMPSONVILL | D | PR | MMBTU | 1 | IF-THOMPSONVILL D PR
| 2028-05-01 | AA: 0.070227; VO: 0.55; VO: 0.55; PR: 1.645; PR: 1.645 | 2028-05-01 | [6 empty] | 343 | IF-TRANSCO/Z1 | D | PR | MMBTU | 1 | IF-TRANSCO/Z1 D PR
| 2028-06-01 | AA: 0.070214; VO: 0.55; VO: 0.55; PR: 1.595; PR: 1.595 | 2028-06-01 | [6 empty] | 344 | IF-TRANSCO/Z2 | D | PR | MMBTU | 1 | IF-TRANSCO/Z2 D PR
| 2028-07-01 | AA: 0.070202; VO: 0.6; VO: 0.6; PR: 0.965; PR: 0.965 | 2028-07-01 | [6 empty] | 345 | IF-TRANSCO/Z3 | D | PR | MMBTU | 1 | IF-TRANSCO/Z3 D PR
| 2028-08-01 | AA: 0.070189; VO: 0.8; VO: 0.8; PR: 0.45; PR: 0.45 | 2028-08-01 | [6 empty] | 346 | IF-TRANSCO/Z4 | D | PR | MMBTU | 1 | IF-TRANSCO/Z4 D PR
| 2028-09-01 | AA: 0.070177; VO: 1; VO: 1; PR: 0.405; PR: 0.405 | 2028-09-01 | [6 empty] | 347 | IF-TRANSCO/Z5 | D | PR | MMBTU | 1 | IF-TRANSCO/Z5 D PR
| 2028-10-01 | AA: 0.070164; VO: 1; VO: 1; PR: 0.395; PR: 0.395 | 2028-10-01 | [6 empty] | 348 | IF-TRANSCO/Z6 | D | PR | MMBTU | 1 | IF-TRANSCO/Z6 D PR
| 2028-11-01 | AA: 0.070152; VO: 1.15; VO: 1.15; PR: 0.43; PR: 0.43 | 2028-11-01 | [6 empty] | 349 | IF-TRUNK/AVG | D | PR | MMBTU | 1 | IF-TRUNK/AVG D PR
| 2028-12-01 | AA: 0.07014; VO: 1; PR: 0.495; PR: 0.495 | 2028-12-01 | [6 empty] | 350 | IF-TRUNKL/FLDZN | D | PR | MMBTU | 1 | IF-TRUNKL/FLDZN D PR
| 2029-01-01 | AA: 0.070127; VO: 1.05; PR: 0.395; PR: 0.395 | 2029-01-01 | [6 empty] | 351 | IF-TRUNKL/LA | D | PR | MMBTU | 1 | IF-TRUNKL/LA D PR
| 2029-02-01 | AA: 0.070115; VO: 1; PR: 0.461; PR: 0.461 | 2029-02-01 | [6 empty] | 352 | IF-TRUNKL/TX | D | PR | MMBTU | 1 | IF-TRUNKL/TX D PR
| 2029-03-01 | AA: 0.070102; PR: 0.885; PR: 0.885 | 2029-03-01 | [6 empty] | 353 | IF-TW/PERMIAN | D | PR | MMBTU | 1 | IF-TW/PERMIAN D PR
| 2029-04-01 | AA: 0.07009; PR: 1.31; PR: 1.31 | 2029-04-01 | [6 empty] | 354 | IF-TX CITY LOOP | D | PR | MMBTU | 1 | IF-TX CITY LOOP D PR
| 2029-05-01 | AA: 0.070077; PR: 1.645; PR: 1.645 | 2029-05-01 | [6 empty] | 355 | IF-VALERO/TX | D | PR | MMBTU | 1 | IF-VALERO/TX D PR
| 2029-06-01 | AA: 0.070065; PR: 1.595; PR: 1.595 | 2029-06-01 | [6 empty] | 356 | IF-VALLEY | D | PR | MMBTU | 1 | IF-VALLEY D PR
| 2029-07-01 | AA: 0.070053; PR: 0.965; PR: 0.965 | 2029-07-01 | [6 empty] | 357 | IF-WAHA | D | PR | MMBTU | 1 | IF-WAHA D PR
| 2029-08-01 | AA: 0.07004; PR: 0.45; PR: 0.45 | 2029-08-01 | [6 empty] | 358 | IF-WNG/TOK | D | PR | MMBTU | 1 | IF-WNG/TOK D PR
| 2029-09-01 | AA: 0.070028; PR: 0.405; PR: 0.405 | 2029-09-01 | [6 empty] | 359 | MICH-ST.CLAIR | D | PR | MMBTU | 1 | MICH-ST.CLAIR D PR
| 2029-10-01 | AA: 0.070016; PR: 0.395; PR: 0.395 | 2029-10-01 | [6 empty] | 360 | MICH/CONS | D | PR | MMBTU | 1 | MICH/CONS D PR
| 2029-11-01 | AA: 0.070003; PR: 0.43; PR: 0.43 | 2029-11-01 | [6 empty] | 361 | MICH_CG-GD | D | PR | MMBTU | 1 | MICH_CG-GD D PR
| 2029-12-01 | AA: 0.069991; PR: 0.495; PR: 0.495 | 2029-12-01 | [6 empty] | 362 | ML7/CG | D | PR | MMBTU | 1 | ML7/CG D PR
| 2030-01-01 | AA: 0.069978; PR: 0.395; PR: 0.395 | 2030-01-01 | [6 empty] | 363 | NAT/FUEL/LEIDY | D | PR | MMBTU | 1 | NAT/FUEL/LEIDY D PR
| 2030-02-01 | AA: 0.069966; PR: 0.461; PR: 0.461 | 2030-02-01 | [6 empty] | 364 | NGI-HPL/ETX | D | PR | MMBTU | 1 | NGI-HPL/ETX D PR
| 2030-03-01 | AA: 0.069953; PR: 0.885; PR: 0.885 | 2030-03-01 | [6 empty] | 365 | NGI-HPL/STEX | D | PR | MMBTU | 1 | NGI-HPL/STEX D PR
| 2030-04-01 | AA: 0.069941; PR: 1.31; PR: 1.31 | 2030-04-01 | [6 empty] | 366 | NGI-LIG/NO.LA | D | PR | MMBTU | 1 | NGI-LIG/NO.LA D PR
| 2030-05-01 | AA: 0.069928; PR: 0; PR: 0 | 2030-05-01 | [6 empty] | 367 | NGI-MALIN | D | PR | MMBTU | 1 | NGI-MALIN D PR
| 2030-06-01 | AA: 0.069916; PR: 0; PR: 0 | 2030-06-01 | [6 empty] | 368 | NGI-MICH_CG | D | PR | MMBTU | 1 | NGI-MICH_CG D PR
| 2030-07-01 | AA: 0.069904; PR: 0; PR: 0 | 2030-07-01 | [6 empty] | 369 | NGI-NGPL/ETXG7 | D | PR | MMBTU | 1 | NGI-NGPL/ETXG7 D PR
| 2030-08-01 | AA: 0.069892; PR: 0; PR: 0 | 2030-08-01 | [6 empty] | 370 | NGI-NGPL/TX_G2 | D | PR | MMBTU | 1 | NGI-NGPL/TX_G2 D PR
| 2030-09-01 | AA: 0.069879; PR: 0; PR: 0 | 2030-09-01 | [6 empty] | 371 | NGI-NOCAL | D | PR | MMBTU | 1 | NGI-NOCAL D PR
| 2030-10-01 | AA: 0.069867; PR: 0; PR: 0 | 2030-10-01 | [6 empty] | 372 | NGI-PGE/CG | D | PR | MMBTU | 1 | NGI-PGE/CG D PR
| 2030-11-01 | AA: 0.069854 | 2030-11-01 | [6 empty] | 373 | NGI-SOC/MAL(34/ | D | PR | MMBTU | 1 | NGI-SOC/MAL(34/ D PR
| 2030-12-01 | AA: 0.069842 | 2030-12-01 | [6 empty] | 374 | NGI-SOCAL | D | PR | MMBTU | 1 | NGI-SOCAL D PR
| 2031-01-01 | AA: 0.069829 | 2031-01-01 | [6 empty] | 375 | NGI-SOCAL(KRS) | D | PR | MMBTU | 1 | NGI-SOCAL(KRS) D PR
| 2031-02-01 | AA: 0.069817 | 2031-02-01 | [6 empty] | 376 | NGI-TENN/NO_LA | D | PR | MMBTU | 1 | NGI-TENN/NO_LA D PR
[13 empty] | 2031-03-01 | [6 empty] | 377 | NGI-TGT/NO.LA | D | PR | MMBTU | 1 | NGI-TGT/NO.LA D PR
[13 empty] | 2031-04-01 | [6 empty] | 378 | NGI-WHEELER | D | PR | MMBTU | 1 | NGI-WHEELER D PR
[13 empty] | 2031-05-01 | [6 empty] | 379 | NGI/CHI. GATE | D | PR | MMBTU | 1 | NGI/CHI. GATE D PR
[13 empty] | 2031-06-01 | [6 empty] | 380 | NGPL/AMARILO-GD | D | PR | MMBTU | 1 | NGPL/AMARILO-GD D PR
[13 empty] | 2031-07-01 | [6 empty] | 381 | NGPL/IA-IL-GDM | D | PR | MMBTU | 1 | NGPL/IA-IL-GDM D PR
[13 empty] | 2031-08-01 | [6 empty] | 382 | NGPL/PER/1ST-GD | D | PR | MMBTU | 1 | NGPL/PER/1ST-GD D PR
[13 empty] | 2031-09-01 | [6 empty] | 383 | NGW-ALGO/CITY | D | PR | MMBTU | 1 | NGW-ALGO/CITY D PR
[13 empty] | 2031-10-01 | [6 empty] | 384 | NGW-ALGONQUIN | D | PR | MMBTU | 1 | NGW-ALGONQUIN D PR
[13 empty] | 2031-11-01 | [6 empty] | 385 | NGW-CGE | D | PR | MMBTU | 1 | NGW-CGE D PR
[13 empty] | 2031-12-01 | [6 empty] | 386 | NGW-CGKY | D | PR | MMBTU | 1 | NGW-CGKY D PR
[13 empty] | 2032-01-01 | [6 empty] | 387 | NGW-CHIPPEWA | D | PR | MMBTU | 1 | NGW-CHIPPEWA D PR
[13 empty] | 2032-02-01 | [6 empty] | 388 | NGW-FGT/Z1 | D | PR | MMBTU | 1 | NGW-FGT/Z1 D PR
[13 empty] | 2032-03-01 | [6 empty] | 389 | NGW-FGT/Z2 | D | PR | MMBTU | 1 | NGW-FGT/Z2 D PR
[13 empty] | 2032-04-01 | [6 empty] | 390 | NGW-FGT/Z3 | D | PR | MMBTU | 1 | NGW-FGT/Z3 D PR
[13 empty] | 2032-05-01 | [6 empty] | 391 | NGW-GB23 | D | PR | MMBTU | 1 | NGW-GB23 D PR
[13 empty] | 2032-06-01 | [6 empty] | 392 | NGW-HEHUB | D | PR | MMBTU | 1 | NGW-HEHUB D PR
[13 empty] | 2032-07-01 | [6 empty] | 393 | NGW-IROQ/WADD | D | PR | MMBTU | 1 | NGW-IROQ/WADD D PR
[13 empty] | 2032-08-01 | [6 empty] | 394 | NGW-IROQ/Z1 | D | PR | MMBTU | 1 | NGW-IROQ/Z1 D PR
[13 empty] | 2032-09-01 | [6 empty] | 395 | NGW-IROQ/Z2 | D | PR | MMBTU | 1 | NGW-IROQ/Z2 D PR
[13 empty] | 2032-10-01 | [6 empty] | 396 | NGW-ONS/TXDTP | D | PR | MMBTU | 1 | NGW-ONS/TXDTP D PR
[13 empty] | 2032-11-01 | [6 empty] | 397 | NGW-ONS/TXDTPTW | D | PR | MMBTU | 1 | NGW-ONS/TXDTPTW D PR
[20 empty] | 398 | NGW-ONSLA | D | PR | MMBTU | 1 | NGW-ONSLA D PR
[20 empty] | 399 | NGW-ONSLA1 | D | PR | MMBTU | 1 | NGW-ONSLA1 D PR
[20 empty] | 400 | NGW/HH/BIDWEEK | D | PR | MMBTU | 1 | NGW/HH/BIDWEEK D PR
[20 empty] | 401 | NIAGARA-GDM | D | PR | MMBTU | 1 | NIAGARA-GDM D PR
[20 empty] | 402 | NW STANF/1ST-GD | D | PR | MMBTU | 1 | NW STANF/1ST-GD D PR
[20 empty] | 403 | NX3D | D | PR | MMBTU | 1 | NX3D D PR
[20 empty] | 404 | STORAGE/B | D | PR | MMBTU | 1 | STORAGE/B D PR
[20 empty] | 405 | T/STX-VAL-AVG | D | PR | MMBTU | 1 | T/STX-VAL-AVG D PR
[20 empty] | 406 | TRUNKL/WLA-GD | D | PR | MMBTU | 1 | TRUNKL/WLA-GD D PR
[20 empty] | 407 | WADD-GDM | D | PR | MMBTU | 1 | WADD-GDM D PR
[20 empty] | 408 | WAHA KCBT | D | PR | MMBTU | 1 | WAHA KCBT D PR
Formulas:
Interest = BeginningOfNextMonth([Interest, row above])
mbennet_pc = NextMonth([mbennet_pc, row above])

## Calculations
Generation Components | [7 empty] | Scaled Power Prices | [8 empty] | Max Run Option Premium Section | [8 empty] | Run Hours (Delta) | [8 empty] | Ranking Section | [8 empty] | Max Run Hours | [19 empty] | Value (Intrinsic or Sprd Option Depending on Input) | [10 empty] | Revenues/Expenses |  |  |  | Option Inputs | [9 empty] | Minimum Run Swap Section $$$'s (Only works in Combined Cycle Mode) | [10 empty] | Run Hours | [9 empty] | Swap Value | [8 empty] | Total | Per | Holidays have been added to Sundays
|  |  |  | (Gas-TP) |  | Per | Generation | Mon-Fri | Mon-Fri | Mon-Fri | Sat | Sat | Sat | Sun | Sun | Sun | Mon-Fri | Mon-Fri | Mon-Fri | Sat | Sat | Sat | Sun | Sun | Sun | Mon-Fri | Mon-Fri | Mon-Fri | Sat | Sat | Sat | Sun | Sun | Sun | [7 empty] | Guess: | 150 | [6 empty] | Max Run Hours | 980 |  | Run Hours | [9 empty] | Total |  | Mon-Fri | Mon-Fri | Mon-Fri | Sat | Sat | Sat | Sun | Sun | Sun | Total | Energy | Fuel | VOM | Per | Power | Power | Power | Gas | Gas | Gas | Gas-Pwr | Strike | Interest | Discount | Min | Generation | Mon-Fri | Mon-Fri | Mon-Fri | Sat | Sat | Sat | Sun | Sun | Sun | Mon-Fri | Mon-Fri | Mon-Fri | Sat | Sat | Sat | Sun | Sun | Sun | Min | Mon-Fri | Mon-Fri | Mon-Fri | Sat | Sat | Sat | Sun | Sun | Sun | Swap | Start | Week | Sat | Sun
Date | Year | Gas | HR | X HR | VOM | Start | Cost | Super Peak | Shoulder Peak | OP | Super Peak | Shoulder Peak | OP | Super Peak | Shoulder Peak | OP | Super Peak | Shoulder Peak | OP | Super Peak | Shoulder Peak | OP | Super Peak | Shoulder Peak | OP | Super Peak | Shoulder Peak | OP | Super Peak | Shoulder Peak | OP | Super Peak | Shoulder Peak | OP | [18 empty] | Year | [9 empty] | Run Hours | MW | Super Peak | Shoulder Peak | OP | Super Peak | Shoulder Peak | OP | Super Peak | Shoulder Peak | OP | $$$ | Revenue | Expense | Expense | Start | Monthly | Daily | Blended | Monthly | Daily | Blended | Correlation | Price | Rate | Factor | HR | Cost | Super | Shoulder | OP | Super | Shoulder | OP | Super | Shoulder | OP | Super | Shoulder | OP | Super | Shoulder | OP | Super | Shoulder | OP | MW | Super | Shoulder | OP | Super | Shoulder | OP | Super | Shoulder | OP | Value |  | -Hol | -Hol | +Hol
2001-01-01 | 2001 | #N/A | 10 | #N/A | 2.5 | 0 | #N/A | 96.4875 | 89.5125 | 0 | 0 | 0 | 0 | 0 | 0 | 0 | #N/A | #N/A | 0 | 0 | 0 | 0 | 0 | 0 | 0 | #N/A | #N/A | 0 | 0 | 0 | 0 | 0 | 0 | 0 | #N/A | #N/A | #N/A | #N/A | #N/A | #N/A | #N/A | #N/A | #N/A | #N/A | #N/A | #N/A | #N/A | #N/A | #N/A | #N/A | #N/A | #N/A |  | #N/A | #N/A | #N/A | #N/A | #N/A | #N/A | #N/A | #N/A | #N/A |  | 21.4786 | #N/A | #N/A | #N/A | #N/A | #N/A | #N/A | #N/A | #N/A | #N/A | #N/A | #N/A | #N/A | #N/A | #N/A | 50.1% | 275% | 275% | #N/A | #N/A | #N/A | 90% | 7.5 | 200% | 0.85914 | 0 | 0 | 0 | 0 | 0 | 0 | 0 | 0 | 0 | 0 | 0 | 0 | 0 | 0 | 0 | 0 | 0 | 0 | 0 | 0 | 0 | 0 | 0 | 0 | 0 | 0 | 0 | 0 | 0 | 0 | 0 | 0 | 22 | 4 | 5
2001-02-01 | 2001 | 9.388 | 10 | 88.88 | 2.5 | 0 | 96.38 | 96.4875 | 89.5125 | 0 | 0 | 0 | 0 | 0 | 0 | 0 | 9.8679 | 6.4148 | 0 | 0 | 0 | 0 | 0 | 0 | 0 | 88.4286 | 69.7714 | 0 | 0 | 0 | 0 | 0 | 0 | 0 | #N/A | #N/A | #N/A | #N/A | #N/A | #N/A | #N/A | #N/A | #N/A | #N/A | #N/A | #N/A | #N/A | #N/A | #N/A | #N/A | #N/A | #N/A |  | #N/A | #N/A | #N/A | #N/A | #N/A | #N/A | #N/A | #N/A | #N/A |  | 24.7209 | #N/A | #N/A | #N/A | #N/A | #N/A | #N/A | #N/A | #N/A | #N/A | #N/A | #N/A | #N/A | #N/A | #N/A | 48.4% | 275% | 186.4% | 91% | 257.5% | 184.7% | 90% | 7.5 | 6.121% | 0.98884 | 0 | 0 | 0 | 0 | 0 | 0 | 0 | 0 | 0 | 0 | 0 | 0 | 0 | 0 | 0 | 0 | 0 | 0 | 0 | 0 | 0 | 0 | 0 | 0 | 0 | 0 | 0 | 0 | 0 | 0 | 0 | 0 | 20 | 4 | 4
N/A | [43 empty] | 0 | 0 | 0 | 0 | 0 | 0 | 0 | 0 | 0 |  | 0 | 0 | 0 | 0 | 0 | 0 | 0 | 0 | 0
N/A | [43 empty] | 0 | 0 | 0 | 0 | 0 | 0 | 0 | 0 | 0 |  | 0 | 0 | 0 | 0 | 0 | 0 | 0 | 0 | 0
N/A | [43 empty] | 0 | 0 | 0 | 0 | 0 | 0 | 0 | 0 | 0 |  | 0 | 0 | 0 | 0 | 0 | 0 | 0 | 0 | 0
N/A | [43 empty] | 0 | 0 | 0 | 0 | 0 | 0 | 0 | 0 | 0 |  | 0 | 0 | 0 | 0 | 0 | 0 | 0 | 0 | 0
N/A | [43 empty] | 0 | 0 | 0 | 0 | 0 | 0 | 0 | 0 | 0 |  | 0 | 0 | 0 | 0 | 0 | 0 | 0 | 0 | 0
N/A | [43 empty] | 0 | 0 | 0 | 0 | 0 | 0 | 0 | 0 | 0 |  | 0 | 0 | 0 | 0 | 0 | 0 | 0 | 0 | 0
N/A | [43 empty] | 0 | 0 | 0 | 0 | 0 | 0 | 0 | 0 | 0 |  | 0 | 0 | 0 | 0 | 0 | 0 | 0 | 0 | 0
N/A | [43 empty] | 0 | 0 | 0 | 0 | 0 | 0 | 0 | 0 | 0 | Run Hours | 0 | 0 | 0 | 0 | 0 | 0 | 0 | 0 | 0 | Resid Hours
N/A | [43 empty] | 0 | 0 | 0 | 0 | 0 | 0 | 0 | 0 | 0 | #N/A | 0 | 0 | 0 | 0 | 0 | 0 | 0 | 0 | 0 | #N/A
N/A | [43 empty] | 0 | 0 | 0 | 0 | 0 | 0 | 0 | 0 | 0 | #N/A | 0 | 0 | 0 | 0 | 0 | 0 | 0 | 0 | 0 | #N/A
N/A
N/A
N/A
N/A
N/A
N/A
N/A
N/A
N/A
N/A | [52 empty] | Run Hours | [9 empty] | Resid Hours
N/A | [52 empty] | 0 | [9 empty] | 0
N/A | [52 empty] | 980 | [9 empty] | 0
N/A
N/A
N/A
N/A
N/A
N/A
N/A
N/A
N/A
N/A | [52 empty] | Run Hours | [9 empty] | Resid Hours
N/A | [52 empty] | 0 | [9 empty] | 0
N/A | [52 empty] | 980 | [9 empty] | 0
N/A
N/A
N/A
N/A
N/A
N/A
N/A
N/A
N/A
N/A | [52 empty] | Run Hours | [9 empty] | Resid Hours
N/A | [52 empty] | 0 | [9 empty] | 0
N/A | [52 empty] | 980 | [9 empty] | 0
N/A
N/A
N/A
N/A
N/A
N/A
N/A
N/A
N/A
N/A | [52 empty] | Run Hours | [9 empty] | Resid Hours
N/A | [52 empty] | 0 | [9 empty] | 0
N/A | [52 empty] | 980 | [9 empty] | 0
N/A
N/A
N/A
N/A
N/A
N/A
N/A
N/A
N/A
N/A | [52 empty] | Run Hours | [9 empty] | Resid Hours
N/A | [52 empty] | 0 | [9 empty] | 0
N/A | [52 empty] | 980 | [9 empty] | 0
N/A
N/A
N/A
N/A
N/A
N/A
N/A
N/A
N/A
N/A | [52 empty] | Run Hours | [9 empty] | Resid Hours
N/A | [52 empty] | 0 | [9 empty] | 0
N/A | [52 empty] | 980 | [9 empty] | 0
N/A
N/A
N/A
N/A
N/A
N/A
N/A
N/A
N/A
N/A | [52 empty] | Run Hours | [9 empty] | Resid Hours
N/A | [52 empty] | 0 | [9 empty] | 0
N/A | [52 empty] | 980 | [9 empty] | 0
N/A
N/A
N/A
N/A
N/A
N/A
N/A
N/A
N/A
N/A | [52 empty] | Run Hours | [9 empty] | Resid Hours
N/A | [52 empty] | 0 | [9 empty] | 0
N/A | [52 empty] | 980 | [9 empty] | 0
N/A
N/A
N/A
N/A
N/A
N/A
N/A
N/A
N/A
N/A | [52 empty] | Run Hours | [9 empty] | Resid Hours
N/A | [52 empty] | 0 | [9 empty] | 0
N/A | [52 empty] | 980 | [9 empty] | 0
N/A
N/A
N/A
N/A
N/A
N/A
N/A
N/A
N/A
N/A | [52 empty] | Run Hours | [9 empty] | Resid Hours
N/A | [52 empty] | 0 | [9 empty] | 0
N/A | [52 empty] | 980 | [9 empty] | 0
N/A
N/A
N/A
N/A
N/A
N/A
N/A
N/A
N/A
N/A | [52 empty] | Run Hours | [9 empty] | Resid Hours
N/A | [52 empty] | 0 | [9 empty] | 0
N/A | [52 empty] | 980 | [9 empty] | 0
N/A
N/A
N/A
N/A
N/A
N/A
N/A
N/A
N/A
N/A | [52 empty] | Run Hours | [9 empty] | Resid Hours
N/A | [52 empty] | 0 | [9 empty] | 0
N/A | [52 empty] | 980 | [9 empty] | 0
N/A
N/A
N/A
N/A
N/A
N/A
N/A
N/A
N/A
N/A | [52 empty] | Run Hours | [9 empty] | Resid Hours
N/A | [52 empty] | 0 | [9 empty] | 0
N/A | [52 empty] | 980 | [9 empty] | 0
N/A
N/A
N/A
N/A
N/A
N/A
N/A
N/A
N/A
N/A | [52 empty] | Run Hours | [9 empty] | Resid Hours
N/A | [52 empty] | 0 | [9 empty] | 0
N/A | [52 empty] | 980 | [9 empty] | 0
N/A
N/A
N/A
N/A
N/A
N/A
N/A
N/A
N/A
N/A | [52 empty] | Run Hours | [9 empty] | Resid Hours
N/A | [52 empty] | 0 | [9 empty] | 0
N/A | [52 empty] | 980 | [9 empty] | 0
N/A
N/A
N/A
N/A
N/A
N/A
N/A
N/A
N/A
N/A | [52 empty] | Run Hours | [9 empty] | Resid Hours
N/A | [52 empty] | 0 | [9 empty] | 0
N/A | [52 empty] | 980 | [9 empty] | 0
N/A
N/A
N/A
N/A
N/A
N/A
N/A
N/A
N/A
N/A | [52 empty] | Run Hours | [9 empty] | Resid Hours
N/A | [52 empty] | 0 | [9 empty] | 0
N/A | [52 empty] | 980 | [9 empty] | 0
N/A
N/A
N/A
N/A
N/A
N/A
N/A
N/A
N/A
N/A | [52 empty] | Run Hours | [9 empty] | Resid Hours
N/A | [52 empty] | 0 | [9 empty] | 0
N/A | [52 empty] | 980 | [9 empty] | 0
N/A
N/A
N/A
N/A
N/A
N/A
N/A
N/A
N/A
N/A | [52 empty] | Run Hours | [9 empty] | Resid Hours
N/A | [52 empty] | 0 | [9 empty] | 0
N/A | [52 empty] | 980 | [9 empty] | 0
N/A
N/A
N/A
N/A
N/A
N/A
N/A
N/A
N/A
N/A | [52 empty] | Run Hours | [9 empty] | Resid Hours
N/A | [52 empty] | 0 | [9 empty] | 0
N/A | [52 empty] | 980 | [9 empty] | 0
Formulas:
Generation Components = IF([Generation Components, row above]="N/A","N/A",IF(EDATE([Generation Components, row above],1)>Inputs!$K3,"N/A",EDATE([Generation Components, row above],1)))
Power = IF([Generation Components]="N/A"," ",(IF(DateToday>[Generation Components],[Power],((([Option Inputs]^2)*((([Generation Components]-1)-DateToday)/((EOMONTH([Generation Components],0)+1)-DateToday-15)))+((([Power])^2)*((15)/((EOMONTH([Generation Components],0)+1)-DateToday-15))))^0.5)))
Gas = IF([Generation Components]="N/A"," ",(IF(DateToday>[Generation Components],[Gas],((([Gas]^2)*((([Generation Components]-1)-DateToday)/((EOMONTH([Generation Components],0)+1)-DateToday-15)))+((([Gas])^2)*((15)/((EOMONTH([Generation Components],0)+1)-DateToday-15))))^0.5)))
Discount = IF([Generation Components]="N/A"," ",(1+[Interest]/2)^(-2*((EOMONTH([Generation Components],0)+20)-DateToday)/365.25))

## Pricing Inputs
Regular Scalars | [5 empty] | Checks | Must = 1 | [21 empty] | Holidays have been added to Sundays
| Start | End |  |  |  | 16Hr | 1 | [19 empty] | Week | Sat | Sun | Hol | Total
Peak | 800 | 2300 |  |  |  | 24Hr | 1 | [19 empty] | -Hol | -Hol | +Hol |  |  | 1 | Control # | 7 | control # | 2 | Control # | 2 | Control #
| Scalar Matrix | [12 empty] | Super Peak Sorter | [11 empty] | 2000-02-01 | 21 | 4 | 4 | 0 | 29 | 1 | Spread Option Pricing | 1 | Mon-Fri 5X24 | 1 | Bid | 1 | Notional
| 1 | 2 | 3 | 4 | 5 | 6 | 7 | 8 | 9 | 10 | 11 | 12 |  | 1 | 2 | 3 | 4 | 5 | 6 | 7 | 8 | 9 | 10 | 11 | 12 | 2000-03-01 | 23 | 4 | 4 | 0 | 31 | 2 | Intrinsic Only Pricing | 2 | Mon-Sat 6X24 | 2 | Mid | 2 | Present Value (Libor AA)
HR | Copy/Paste Special Here, Make sure Checks = 1 | [11 empty] | P/OP | [12 empty] | 2000-04-01 | 20 | 5 | 5 | 0 | 30 | 3 | Swap Pricing | 3 | Mon-Sun 7X24 | 3 | Offer
100 | 0.84009 | 0.84009 | 0.88009 | 0.93009 | 0.99487 | 1.1566 | 1.1151 | 1.0916 | 0.99665 | 0.9495 | 0.9295 | 0.9295 | 2 | 0 | 0 | 0 | 0 | 0 | 0 | 0 | 0 | 0 | 0 | 0 | 0 | 2000-05-01 | 22 | 4 | 5 | 1 | 31 |  |  | 4 | Mon-Fri 5X16 |  |  |  | FALSE | Control for Vol Smile
200 | 0.82217 | 0.82217 | 0.83217 | 0.88217 | 0.89614 | 0.95826 | 1.0186 | 0.98542 | 0.87438 | 0.9012 | 0.8812 | 0.8812 | 2 | 0 | 0 | 0 | 0 | 0 | 0 | 0 | 0 | 0 | 0 | 0 | 0 | 2000-06-01 | 22 | 4 | 4 | 0 | 30 | 1 | Control # | 5 | Mon-Sat 6X16
300 | 0.7467 | 0.7467 | 0.7967 | 0.8467 | 0.84809 | 0.80551 | 0.97054 | 0.88496 | 0.81995 | 0.8657 | 0.8457 | 0.8457 | 2 | 0 | 0 | 0 | 0 | 0 | 0 | 0 | 0 | 0 | 0 | 0 | 0 | 2000-07-01 | 20 | 5 | 6 | 1 | 31 | 1 | Simple Cycle (Peaker) | 6 | Mon-Sun 7X16
400 | 0.7462 | 0.7462 | 0.7972 | 0.8472 | 0.82223 | 0.74778 | 0.87401 | 0.83261 | 0.8321 | 0.8662 | 0.8462 | 0.8462 | 2 | 0 | 0 | 0 | 0 | 0 | 0 | 0 | 0 | 0 | 0 | 0 | 0 | 2000-08-01 | 23 | 4 | 4 | 0 | 31 | 2 | Combined Cycle | 7 | 8 Hr Block Pricing (M-F) |  |  |  | TRUE | Gas Basis Check Box
500 | 0.7665 | 0.7665 | 0.85749 | 0.90749 | 0.89014 | 0.81113 | 0.82966 | 0.86427 | 0.89842 | 0.9265 | 0.9065 | 0.9065 | 2 | 0 | 0 | 0 | 0 | 0 | 0 | 0 | 0 | 0 | 0 | 0 | 0 | 2000-09-01 | 20 | 5 | 5 | 1 | 30 |  |  | 8 | 8 Hr Block Pricing (M-Sat)
600 | 0.8234 | 0.8234 | 0.99535 | 1.0454 | 1.0792 | 0.98964 | 0.91466 | 0.96024 | 1.0397 | 1.0644 | 1.0444 | 1.0444 | 2 | 0 | 0 | 0 | 0 | 0 | 0 | 0 | 0 | 0 | 0 | 0 | 0 | 2000-10-01 | 22 | 4 | 5 | 0 | 31 |  |  | 9 | 8 Hr Block Pricing (M-Sun)
700 | 2.03 | 2.03 | 1.796 | 1.491 | 1.2913 | 1.1347 | 1.0158 | 1.1173 | 1.4138 | 1.376 | 1.496 | 1.496 | 2 | 0 | 0 | 0 | 0 | 0 | 0 | 0 | 0 | 0 | 0 | 0 | 0 | 2000-11-01 | 21 | 4 | 5 | 1 | 30
800 | 1.1 | 1.1 | 1.1359 | 1.1233 | 0.75 | 0.55 | 0.4 | 0.4 | 0.65 | 1.0615 | 1.0715 | 1.0875 | 1 | 0.9625 | 0.9625 | 1.0081 | 1.0727 | 1 | 1 | 1 | 1 | 1 | 0.99919 | 0.99765 | 0.99619 | 2000-12-01 | 20 | 5 | 6 | 1 | 31
900 | 1.3 | 1.3 | 1.1898 | 1.1413 | 0.75 | 0.55 | 0.4 | 0.4 | 0.65 | 1.1326 | 1.1426 | 1.1638 | 1 | 0.925 | 0.925 | 0.96351 | 1.0438 | 1.0938 | 1.1438 | 1.1875 | 1.1875 | 1.0938 | 0.97141 | 0.96688 | 0.95791 | 2001-01-01 | 22 | 4 | 5 | 1 | 31
1000 | 1.3 | 1.3 | 1.1862 | 1.0938 | 0.75 | 0.55 | 0.4 | 0.4 | 0.65 | 1.1291 | 1.1352 | 1.1579 | 1 | 0.9125 | 0.9125 | 0.92099 | 1.0099 | 1.1875 | 1.2875 | 1.375 | 1.375 | 1.1875 | 0.94104 | 0.93488 | 0.92239 | 2001-02-01 | 20 | 4 | 4 | 0 | 28
1100 | 0.8 | 0.8 | 1.1653 | 1.1163 | 0.75 | 0.55 | 0.4 | 0.4 | 0.65 | 1.1227 | 1.1133 | 1.1327 | 1 | 0.9 | 0.9 | 0.9175 | 0.98048 | 1.2188 | 1.3687 | 1.4875 | 1.4875 | 1.2688 | 0.94991 | 0.94511 | 0.93261 | 2001-03-01 | 22 | 5 | 4 | 0 | 31
1200 | 0.8 | 0.8 | 0.8904 | 1.1185 | 1 | 1.2 | 1.3 | 1.3 | 1.3 | 0.9474 | 0.9374 | 0.9204 | 1 | 0.95 | 0.95 | 0.93083 | 0.9477 | 1.25 | 1.45 | 1.6 | 1.6 | 1.35 | 0.96076 | 0.95931 | 0.94494 | 2001-04-01 | 21 | 4 | 5 | 0 | 30
1300 | 0.8 | 0.8 | 0.8648 | 1.0164 | 1 | 1.2 | 1.3 | 1.3 | 1.3 | 0.8899 | 0.8829 | 0.8749 | 1 | 1 | 1 | 0.97165 | 0.92499 | 1.2188 | 1.3687 | 1.4875 | 1.4875 | 1.2688 | 0.98693 | 0.98923 | 0.97852 | 2001-05-01 | 22 | 4 | 5 | 1 | 31
1400 | 0.8 | 0.8 | 0.8372 | 1.0175 | 1.5 | 1.7 | 1.9 | 1.9 | 1.4 | 0.8652 | 0.8592 | 0.8372 | 1 | 1.0375 | 1.0375 | 1.0067 | 0.94223 | 1.1875 | 1.2875 | 1.375 | 1.375 | 1.1875 | 1.0093 | 1.015 | 1.0135 | 2001-06-01 | 21 | 5 | 4 | 0 | 30
1500 | 0.8 | 0.8 | 0.7951 | 0.95437 | 1.5 | 1.7 | 1.9 | 1.9 | 1.4 | 0.8451 | 0.8391 | 0.7951 | 1 | 1.0375 | 1.0375 | 1.006 | 0.93798 | 1.0938 | 1.1438 | 1.1875 | 1.1875 | 1.0938 | 1.012 | 1.0159 | 1.0153 | 2001-07-01 | 21 | 4 | 6 | 1 | 31
1600 | 0.8 | 0.8 | 0.7793 | 0.89197 | 1.5 | 1.7 | 1.9 | 1.9 | 1.4 | 0.8393 | 0.8253 | 0.7813 | 1 | 1.0375 | 1.0375 | 0.9919 | 0.9273 | 1 | 1 | 1 | 1 | 1 | 1.0009 | 1.0023 | 1.0038 | 2001-08-01 | 23 | 4 | 4 | 0 | 31
1700 | 1.2 | 1.2 | 0.8496 | 0.87001 | 1.5 | 1.7 | 1.9 | 1.9 | 1.4 | 0.8896 | 0.8866 | 0.8796 | 1 | 0 | 0 | 0 | 0 | 0 | 0 | 0 | 0 | 0 | 0 | 0 | 0 | 2001-09-01 | 19 | 5 | 6 | 1 | 30
1800 | 1.2 | 1.2 | 1.1583 | 0.8587 | 1 | 1.2 | 1.3 | 1.3 | 1.3 | 1.2001 | 1.2171 | 1.2397 | 1 | [12 empty] | 2001-10-01 | 23 | 4 | 4 | 0 | 31
1900 | 1.2 | 1.2 | 1.2719 | 0.8541 | 1 | 1.2 | 1.3 | 1.3 | 1.3 | 1.2095 | 1.2269 | 1.2314 | 1 | [12 empty] | 2001-11-01 | 21 | 4 | 5 | 1 | 30
2000 | 1.2 | 1.2 | 1.217 | 0.93681 | 0.75 | 0.55 | 0.4 | 0.4 | 0.65 | 1.1567 | 1.1767 | 1.189 | 1 | [12 empty] | 2001-12-01 | 20 | 5 | 6 | 1 | 31
2100 | 1.1 | 1.1 | 1.1451 | 1.1543 | 0.75 | 0.55 | 0.4 | 0.4 | 0.65 | 1.0689 | 1.0889 | 1.1551 | 1 | [12 empty] | 2002-01-01 | 22 | 4 | 5 | 1 | 31
2200 | 0.8 | 0.8 | 0.8315 | 0.98358 | 0.75 | 0.55 | 0.4 | 0.4 | 0.65 | 0.8867 | 0.8662 | 0.8515 | 1 | [12 empty] | 2002-02-01 | 20 | 4 | 4 | 0 | 28
2300 | 0.8 | 0.8 | 0.6825 | 0.86894 | 0.75 | 0.55 | 0.4 | 0.4 | 0.65 | 0.756 | 0.7305 | 0.7025 | 1 | [12 empty] | 2002-03-01 | 21 | 5 | 5 | 0 | 31
2400 | 1.225 | 1.225 | 1.045 | 1.0497 | 1.178 | 1.3964 | 1.2617 | 1.2636 | 1.125 | 1.0505 | 1.0505 | 1.0505 | 2 | [12 empty] | 2002-04-01 | 22 | 4 | 4 | 0 | 30
[26 empty] | 2002-05-01 | 22 | 4 | 5 | 1 | 31
Super Peak | 1.0375 | 1.0375 | 1.0081 | 1.0727 | 1.25 | 1.45 | 1.6 | 1.6 | 1.35 | 1.012 | 1.0159 | 1.0153 |  | 1.0375 | 1.0375 | 1.0081 | 1.0727 | 1.25 | 1.45 | 1.6 | 1.6 | 1.35 | 1.012 | 1.0159 | 1.0153 | 2002-06-01 | 20 | 5 | 5 | 0 | 30
As of 2/2000 Dynamic Scalars are in effect for REGIONS: 2,2A,2B,3,3A,3B,3C,4,4B,4C,5,5A | [25 empty] | 2002-07-01 | 22 | 4 | 5 | 1 | 31
Super Peak Scalars (Dynamic Scalars, if applicable) | [12 empty] | Copy/Paste Special Here, Match Dates with A37 | [12 empty] | 2002-08-01 | 22 | 5 | 4 | 0 | 31
| 16Hr WD |  | 8Hr WD | 16Hr Sat | 8Hr Sat | 16Hr Sun | 8Hr Sun | M-F,Sat,Sun | All-in-Gas | Nymex | Basis |  | 5X16 Pwr | Sat Peak | Sun Peak | M-F,Sat,Sun | Nymex | Gas Basis | Transport | Libor AA | [5 empty] | 2002-09-01 | 20 | 4 | 6 | 1 | 30
Date | Mid Curve | Scalar | Price | Mid Curve | Price | Mid Curve | Price | OP Price | Price | Prices | Prices |  | Price | Price | Price | OP Price | Prices | Prices | Adder | Rate | [5 empty] | 2002-10-01 | 23 | 4 | 4 | 0 | 31
2001-01-01 | 93 | 1.0375 | 96.4875 | 60.3045 | 62.5659 | 56.604 | 58.7266 | 53.5 | #N/A | #N/A | #N/A | REGION 1B | 93 | 60.3045 | 56.604 | 53.5 | #N/A | #N/A | 0.5 | 200% | [5 empty] | 2002-11-01 | 20 | 5 | 5 | 1 | 30
2001-02-01 | 93 | 1.0375 | 96.4875 | 59.6295 | 61.8656 | 56.004 | 58.1041 | 53.35 | 9.388 | 9.128 | -0.24 |  | 93 | 59.6295 | 56.004 | 53.35 | 9.128 | -0.24 | 0.5 | 6.121% | [5 empty] | 2002-12-01 | 21 | 4 | 6 | 1 | 31
N/A | [25 empty] | 2003-01-01 | 22 | 4 | 5 | 1 | 31
N/A | [25 empty] | 2003-02-01 | 20 | 4 | 4 | 0 | 28
N/A | [25 empty] | 2003-03-01 | 21 | 5 | 5 | 0 | 31
N/A | [25 empty] | 2003-04-01 | 22 | 4 | 4 | 0 | 30
N/A | [25 empty] | 2003-05-01 | 21 | 5 | 5 | 1 | 31
N/A | [25 empty] | 2003-06-01 | 21 | 4 | 5 | 0 | 30
N/A | [25 empty] | 2003-07-01 | 22 | 4 | 5 | 1 | 31
N/A | [25 empty] | 2003-08-01 | 21 | 5 | 5 | 0 | 31
N/A | [25 empty] | 2003-09-01 | 21 | 4 | 5 | 1 | 30
N/A | [25 empty] | 2003-10-01 | 23 | 4 | 4 | 0 | 31
N/A | [25 empty] | 2003-11-01 | 19 | 5 | 6 | 1 | 30
N/A | [25 empty] | 2003-12-01 | 22 | 4 | 5 | 1 | 31
N/A | [25 empty] | 2004-01-01 | 21 | 5 | 5 | 1 | 31
N/A | [25 empty] | 2004-02-01 | 20 | 4 | 5 | 0 | 29
N/A | [25 empty] | 2004-03-01 | 23 | 4 | 4 | 0 | 31
N/A | [25 empty] | 2004-04-01 | 22 | 4 | 4 | 0 | 30
N/A | [25 empty] | 2004-05-01 | 20 | 5 | 6 | 1 | 31
N/A | [25 empty] | 2004-06-01 | 22 | 4 | 4 | 0 | 30
N/A | [25 empty] | 2004-07-01 | 21 | 5 | 5 | 1 | 31
N/A | [25 empty] | 2004-08-01 | 22 | 4 | 5 | 0 | 31
N/A | [25 empty] | 2004-09-01 | 21 | 4 | 5 | 1 | 30
N/A | [25 empty] | 2004-10-01 | 21 | 5 | 5 | 0 | 31
N/A | [25 empty] | 2004-11-01 | 21 | 4 | 5 | 1 | 30
N/A | [25 empty] | 2004-12-01 | 23 | 3 | 5 | 1 | 31
N/A | [25 empty] | 2005-01-01 | 21 | 4 | 6 | 1 | 31
N/A | [25 empty] | 2005-02-01 | 20 | 4 | 4 | 0 | 28
N/A | [25 empty] | 2005-03-01 | 23 | 4 | 4 | 0 | 31
N/A | [25 empty] | 2005-04-01 | 21 | 5 | 4 | 0 | 30
N/A | [25 empty] | 2005-05-01 | 21 | 4 | 6 | 1 | 31
N/A | [25 empty] | 2005-06-01 | 22 | 4 | 4 | 0 | 30
N/A | [25 empty] | 2005-07-01 | 20 | 5 | 6 | 1 | 31
N/A | [25 empty] | 2005-08-01 | 23 | 4 | 4 | 0 | 31
N/A | [25 empty] | 2005-09-01 | 21 | 4 | 5 | 1 | 30
N/A | [25 empty] | 2005-10-01 | 21 | 5 | 5 | 0 | 31
N/A | [25 empty] | 2005-11-01 | 21 | 4 | 5 | 1 | 30
N/A | [25 empty] | 2005-12-01 | 21 | 5 | 5 | 1 | 31
N/A | [25 empty] | 2006-01-01 | 21 | 4 | 6 | 1 | 31
N/A | [25 empty] | 2006-02-01 | 20 | 4 | 4 | 0 | 28
N/A | [25 empty] | 2006-03-01 | 23 | 4 | 4 | 0 | 31
N/A | [25 empty] | 2006-04-01 | 20 | 5 | 5 | 0 | 30
N/A | [25 empty] | 2006-05-01 | 22 | 4 | 5 | 1 | 31
N/A | [25 empty] | 2006-06-01 | 22 | 4 | 4 | 0 | 30
N/A | [25 empty] | 2006-07-01 | 20 | 5 | 6 | 1 | 31
N/A | [25 empty] | 2006-08-01 | 23 | 4 | 4 | 0 | 31
N/A | [25 empty] | 2006-09-01 | 20 | 5 | 5 | 1 | 30
N/A | [25 empty] | 2006-10-01 | 22 | 4 | 5 | 0 | 31
N/A | [25 empty] | 2006-11-01 | 21 | 4 | 5 | 1 | 30
N/A | [25 empty] | 2006-12-01 | 20 | 5 | 6 | 1 | 31
N/A | [25 empty] | 2007-01-01 | 22 | 4 | 5 | 1 | 31
N/A | [25 empty] | 2007-02-01 | 20 | 4 | 4 | 0 | 28
N/A | [25 empty] | 2007-03-01 | 22 | 5 | 4 | 0 | 31
N/A | [25 empty] | 2007-04-01 | 21 | 4 | 5 | 0 | 30
N/A | [25 empty] | 2007-05-01 | 22 | 4 | 5 | 1 | 31
N/A | [25 empty] | 2007-06-01 | 21 | 5 | 4 | 0 | 30
N/A | [25 empty] | 2007-07-01 | 21 | 4 | 6 | 1 | 31
N/A | [25 empty] | 2007-08-01 | 23 | 4 | 4 | 0 | 31
N/A | [25 empty] | 2007-09-01 | 19 | 5 | 6 | 1 | 30
N/A | [25 empty] | 2007-10-01 | 23 | 4 | 4 | 0 | 31
N/A | [25 empty] | 2007-11-01 | 21 | 4 | 5 | 1 | 30
N/A | [25 empty] | 2007-12-01 | 20 | 5 | 6 | 1 | 31
N/A | [25 empty] | 2008-01-01 | 22 | 4 | 5 | 1 | 31
N/A | [25 empty] | 2008-02-01 | 21 | 4 | 4 | 0 | 29
N/A | [25 empty] | 2008-03-01 | 21 | 5 | 5 | 0 | 31
N/A | [25 empty] | 2008-04-01 | 22 | 4 | 4 | 0 | 30
N/A | [25 empty] | 2008-05-01 | 21 | 5 | 5 | 1 | 31
N/A | [25 empty] | 2008-06-01 | 21 | 4 | 5 | 0 | 30
N/A | [25 empty] | 2008-07-01 | 22 | 4 | 5 | 1 | 31
N/A | [25 empty] | 2008-08-01 | 21 | 5 | 5 | 0 | 31
N/A | [25 empty] | 2008-09-01 | 21 | 4 | 5 | 1 | 30
N/A | [25 empty] | 2008-10-01 | 23 | 4 | 4 | 0 | 31
N/A | [25 empty] | 2008-11-01 | 19 | 5 | 6 | 1 | 30
N/A | [25 empty] | 2008-12-01 | 22 | 4 | 5 | 1 | 31
N/A | [25 empty] | 2009-01-01 | 21 | 5 | 5 | 1 | 31
N/A | [25 empty] | 2009-02-01 | 20 | 4 | 4 | 0 | 28
N/A | [25 empty] | 2009-03-01 | 22 | 4 | 5 | 0 | 31
N/A | [25 empty] | 2009-04-01 | 22 | 4 | 4 | 0 | 30
N/A | [25 empty] | 2009-05-01 | 20 | 5 | 6 | 1 | 31
N/A | [25 empty] | 2009-06-01 | 22 | 4 | 4 | 0 | 30
N/A | [25 empty] | 2009-07-01 | 23 | 3 | 5 | 1 | 31
N/A | [25 empty] | 2009-08-01 | 21 | 5 | 5 | 0 | 31
N/A | [25 empty] | 2009-09-01 | 21 | 4 | 5 | 1 | 30
N/A | [25 empty] | 2009-10-01 | 22 | 5 | 4 | 0 | 31
N/A | [25 empty] | 2009-11-01 | 20 | 4 | 6 | 1 | 30
N/A | [25 empty] | 2009-12-01 | 22 | 4 | 5 | 1 | 31
N/A | [25 empty] | 2010-01-01 | 20 | 5 | 6 | 1 | 31
N/A | [25 empty] | 2010-02-01 | 20 | 4 | 4 | 0 | 28
N/A | [25 empty] | 2010-03-01 | 23 | 4 | 4 | 0 | 31
N/A | [25 empty] | 2010-04-01 | 22 | 4 | 4 | 0 | 30
N/A | [25 empty] | 2010-05-01 | 20 | 5 | 6 | 1 | 31
N/A | [25 empty] | 2010-06-01 | 22 | 4 | 4 | 0 | 30
N/A | [25 empty] | 2010-07-01 | 21 | 5 | 5 | 1 | 31
N/A | [25 empty] | 2010-08-01 | 22 | 4 | 5 | 0 | 31
N/A | [25 empty] | 2010-09-01 | 21 | 4 | 5 | 1 | 30
N/A | [25 empty] | 2010-10-01 | 21 | 5 | 5 | 0 | 31
N/A | [25 empty] | 2010-11-01 | 21 | 4 | 5 | 1 | 30
N/A | [25 empty] | 2010-12-01 | 23 | 3 | 5 | 1 | 31
N/A | [25 empty] | 2011-01-01 | 21 | 4 | 6 | 1 | 31
N/A | [25 empty] | 2011-02-01 | 20 | 4 | 4 | 0 | 28
N/A | [25 empty] | 2011-03-01 | 23 | 4 | 4 | 0 | 31
N/A | [25 empty] | 2011-04-01 | 21 | 5 | 4 | 0 | 30
N/A | [25 empty] | 2011-05-01 | 21 | 4 | 6 | 1 | 31
N/A | [25 empty] | 2011-06-01 | 22 | 4 | 4 | 0 | 30
N/A | [25 empty] | 2011-07-01 | 20 | 5 | 6 | 1 | 31
N/A | [25 empty] | 2011-08-01 | 23 | 4 | 4 | 0 | 31
N/A | [25 empty] | 2011-09-01 | 21 | 4 | 5 | 1 | 30
N/A | [25 empty] | 2011-10-01 | 21 | 5 | 5 | 0 | 31
N/A | [25 empty] | 2011-11-01 | 21 | 4 | 5 | 1 | 30
N/A | [25 empty] | 2011-12-01 | 21 | 5 | 5 | 1 | 31
N/A | [25 empty] | 2012-01-01 | 21 | 4 | 6 | 1 | 31
N/A | [25 empty] | 2012-02-01 | 21 | 4 | 4 | 0 | 29
N/A | [25 empty] | 2012-03-01 | 22 | 5 | 4 | 0 | 31
N/A | [25 empty] | 2012-04-01 | 21 | 4 | 5 | 0 | 30
N/A | [25 empty] | 2012-05-01 | 22 | 4 | 5 | 1 | 31
N/A | [25 empty] | 2012-06-01 | 21 | 5 | 4 | 0 | 30
N/A | [25 empty] | 2012-07-01 | 21 | 4 | 6 | 1 | 31
N/A | [25 empty] | 2012-08-01 | 23 | 4 | 4 | 0 | 31
N/A | [25 empty] | 2012-09-01 | 19 | 5 | 6 | 1 | 30
N/A | [25 empty] | 2012-10-01 | 23 | 4 | 4 | 0 | 31
N/A | [25 empty] | 2012-11-01 | 21 | 4 | 5 | 1 | 30
N/A | [25 empty] | 2012-12-01 | 20 | 5 | 6 | 1 | 31
N/A | [25 empty] | 2013-01-01 | 22 | 4 | 5 | 1 | 31
N/A | [25 empty] | 2013-02-01 | 20 | 4 | 4 | 0 | 28
N/A | [25 empty] | 2013-03-01 | 21 | 5 | 5 | 0 | 31
N/A | [25 empty] | 2013-04-01 | 22 | 4 | 4 | 0 | 30
N/A | [25 empty] | 2013-05-01 | 22 | 4 | 5 | 1 | 31
N/A | [25 empty] | 2013-06-01 | 20 | 5 | 5 | 0 | 30
N/A | [25 empty] | 2013-07-01 | 22 | 4 | 5 | 1 | 31
N/A | [25 empty] | 2013-08-01 | 22 | 5 | 4 | 0 | 31
N/A | [25 empty] | 2013-09-01 | 20 | 4 | 6 | 1 | 30
N/A | [25 empty] | 2013-10-01 | 23 | 4 | 4 | 0 | 31
N/A | [25 empty] | 2013-11-01 | 20 | 5 | 5 | 1 | 30
N/A | [25 empty] | 2013-12-01 | 21 | 4 | 6 | 1 | 31
N/A | [25 empty] | 2014-01-01 | 22 | 4 | 5 | 1 | 31
N/A | [25 empty] | 2014-02-01 | 20 | 4 | 4 | 0 | 28
N/A | [25 empty] | 2014-03-01 | 21 | 5 | 5 | 0 | 31
N/A | [25 empty] | 2014-04-01 | 22 | 4 | 4 | 0 | 30
N/A | [25 empty] | 2014-05-01 | 21 | 5 | 5 | 1 | 31
N/A | [25 empty] | 2014-06-01 | 21 | 4 | 5 | 0 | 30
N/A | [25 empty] | 2014-07-01 | 22 | 4 | 5 | 1 | 31
N/A | [25 empty] | 2014-08-01 | 21 | 5 | 5 | 0 | 31
N/A | [25 empty] | 2014-09-01 | 21 | 4 | 5 | 1 | 30
N/A | [25 empty] | 2014-10-01 | 23 | 4 | 4 | 0 | 31
N/A | [25 empty] | 2014-11-01 | 19 | 5 | 6 | 1 | 30
N/A | [25 empty] | 2014-12-01 | 22 | 4 | 5 | 1 | 31
N/A | [25 empty] | 2015-01-01 | 21 | 5 | 5 | 1 | 31
N/A | [25 empty] | 2015-02-01 | 20 | 4 | 4 | 0 | 28
N/A | [25 empty] | 2015-03-01 | 22 | 4 | 5 | 0 | 31
N/A | [25 empty] | 2015-04-01 | 22 | 4 | 4 | 0 | 30
N/A | [25 empty] | 2015-05-01 | 20 | 5 | 6 | 1 | 31
N/A | [25 empty] | 2015-06-01 | 22 | 4 | 4 | 0 | 30
N/A | [25 empty] | 2015-07-01 | 23 | 3 | 5 | 1 | 31
N/A | [25 empty] | 2015-08-01 | 21 | 5 | 5 | 0 | 31
N/A | [25 empty] | 2015-09-01 | 21 | 4 | 5 | 1 | 30
N/A | [25 empty] | 2015-10-01 | 22 | 5 | 4 | 0 | 31
N/A | [25 empty] | 2015-11-01 | 20 | 4 | 6 | 1 | 30
N/A | [25 empty] | 2015-12-01 | 22 | 4 | 5 | 1 | 31
N/A | [25 empty] | 2016-01-01 | 20 | 5 | 6 | 1 | 31
N/A | [25 empty] | 2016-02-01 | 21 | 4 | 4 | 0 | 29
N/A | [25 empty] | 2016-03-01 | 23 | 4 | 4 | 0 | 31
N/A | [25 empty] | 2016-04-01 | 21 | 5 | 4 | 0 | 30
N/A | [25 empty] | 2016-05-01 | 21 | 4 | 6 | 1 | 31
N/A | [25 empty] | 2016-06-01 | 22 | 4 | 4 | 0 | 30
N/A | [25 empty] | 2016-07-01 | 20 | 5 | 6 | 1 | 31
N/A | [25 empty] | 2016-08-01 | 23 | 4 | 4 | 0 | 31
N/A | [25 empty] | 2016-09-01 | 21 | 4 | 5 | 1 | 30
N/A | [25 empty] | 2016-10-01 | 21 | 5 | 5 | 0 | 31
N/A | [25 empty] | 2016-11-01 | 21 | 4 | 5 | 1 | 30
N/A | [25 empty] | 2016-12-01 | 21 | 5 | 5 | 1 | 31
N/A | [25 empty] | 2017-01-01 | 21 | 4 | 6 | 1 | 31
N/A | [25 empty] | 2017-02-01 | 20 | 4 | 4 | 0 | 28
N/A | [25 empty] | 2017-03-01 | 23 | 4 | 4 | 0 | 31
N/A | [25 empty] | 2017-04-01 | 20 | 5 | 5 | 0 | 30
N/A | [25 empty] | 2017-05-01 | 22 | 4 | 5 | 1 | 31
N/A | [25 empty] | 2017-06-01 | 22 | 4 | 4 | 0 | 30
N/A | [25 empty] | 2017-07-01 | 20 | 5 | 6 | 1 | 31
N/A | [25 empty] | 2017-08-01 | 23 | 4 | 4 | 0 | 31
N/A | [25 empty] | 2017-09-01 | 20 | 5 | 5 | 1 | 30
N/A | [25 empty] | 2017-10-01 | 22 | 4 | 5 | 0 | 31
N/A | [25 empty] | 2017-11-01 | 21 | 4 | 5 | 1 | 30
N/A | [25 empty] | 2017-12-01 | 20 | 5 | 6 | 1 | 31
N/A | [25 empty] | 2018-01-01 | 22 | 4 | 5 | 1 | 31
N/A | [25 empty] | 2018-02-01 | 20 | 4 | 4 | 0 | 28
N/A | [25 empty] | 2018-03-01 | 22 | 5 | 4 | 0 | 31
N/A | [25 empty] | 2018-04-01 | 21 | 4 | 5 | 0 | 30
N/A | [25 empty] | 2018-05-01 | 22 | 4 | 5 | 1 | 31
N/A | [25 empty] | 2018-06-01 | 21 | 5 | 4 | 0 | 30
N/A | [25 empty] | 2018-07-01 | 21 | 4 | 6 | 1 | 31
N/A | [25 empty] | 2018-08-01 | 23 | 4 | 4 | 0 | 31
N/A | [25 empty] | 2018-09-01 | 19 | 5 | 6 | 1 | 30
N/A | [25 empty] | 2018-10-01 | 23 | 4 | 4 | 0 | 31
N/A | [25 empty] | 2018-11-01 | 21 | 4 | 5 | 1 | 30
N/A | [25 empty] | 2018-12-01 | 20 | 5 | 6 | 1 | 31
N/A | [25 empty] | 2019-01-01 | 22 | 4 | 5 | 1 | 31
N/A | [25 empty] | 2019-02-01 | 20 | 4 | 4 | 0 | 28
N/A | [25 empty] | 2019-03-01 | 21 | 5 | 5 | 0 | 31
N/A | [25 empty] | 2019-04-01 | 22 | 4 | 4 | 0 | 30
N/A | [25 empty] | 2019-05-01 | 22 | 4 | 5 | 1 | 31
N/A | [25 empty] | 2019-06-01 | 20 | 5 | 5 | 0 | 30
N/A | [25 empty] | 2019-07-01 | 22 | 4 | 5 | 1 | 31
N/A | [25 empty] | 2019-08-01 | 22 | 5 | 4 | 0 | 31
N/A | [25 empty] | 2019-09-01 | 20 | 4 | 6 | 1 | 30
N/A | [25 empty] | 2019-10-01 | 23 | 4 | 4 | 0 | 31
N/A | [25 empty] | 2019-11-01 | 20 | 5 | 5 | 1 | 30
N/A | [25 empty] | 2019-12-01 | 21 | 4 | 6 | 1 | 31
N/A | [25 empty] | 2020-01-01 | 22 | 4 | 5 | 1 | 31
N/A | [25 empty] | 2020-02-01 | 20 | 5 | 4 | 0 | 29
N/A | [25 empty] | 2020-03-01 | 22 | 4 | 5 | 0 | 31
N/A | [25 empty] | 2020-04-01 | 22 | 4 | 4 | 0 | 30
N/A | [25 empty] | 2020-05-01 | 20 | 5 | 6 | 1 | 31
N/A | [25 empty] | 2020-06-01 | 22 | 4 | 4 | 0 | 30
N/A | [25 empty] | 2020-07-01 | 23 | 3 | 5 | 1 | 31
N/A | [25 empty] | 2020-08-01 | 21 | 5 | 5 | 0 | 31
N/A | [25 empty] | 2020-09-01 | 21 | 4 | 5 | 1 | 30
N/A | [25 empty] | 2020-10-01 | 22 | 5 | 4 | 0 | 31
N/A | [25 empty] | 2020-11-01 | 20 | 4 | 6 | 1 | 30
N/A | [25 empty] | 2020-12-01 | 22 | 4 | 5 | 1 | 31
N/A | [25 empty] | 2021-01-01 | 22 | 4 | 5 | 1 | 31
N/A | [25 empty] | 2021-02-01 | 20 | 4 | 4 | 0 | 28
N/A | [25 empty] | 2021-03-01 | 21 | 5 | 5 | 0 | 31
N/A | [25 empty] | 2021-04-01 | 22 | 4 | 4 | 0 | 30
N/A | [25 empty] | 2021-05-01 | 22 | 4 | 5 | 1 | 31
N/A | [25 empty] | 2021-06-01 | 20 | 5 | 5 | 0 | 30
N/A | [25 empty] | 2021-07-01 | 22 | 4 | 5 | 1 | 31
N/A | [25 empty] | 2021-08-01 | 22 | 5 | 4 | 0 | 31
N/A | [25 empty] | 2021-09-01 | 20 | 4 | 6 | 1 | 30
N/A | [25 empty] | 2021-10-01 | 23 | 4 | 4 | 0 | 31
N/A | [25 empty] | 2021-11-01 | 20 | 5 | 5 | 1 | 30
N/A | [25 empty] | 2021-12-01 | 21 | 4 | 6 | 1 | 31
N/A | [25 empty] | 2022-01-01 | 22 | 4 | 5 | 1 | 31
N/A | [25 empty] | 2022-02-01 | 20 | 4 | 4 | 0 | 28
N/A | [25 empty] | 2022-03-01 | 21 | 5 | 5 | 0 | 31
N/A | [25 empty] | 2022-04-01 | 22 | 4 | 4 | 0 | 30
N/A | [25 empty] | 2022-05-01 | 22 | 4 | 5 | 1 | 31
N/A | [25 empty] | 2022-06-01 | 20 | 5 | 5 | 0 | 30
N/A | [25 empty] | 2022-07-01 | 22 | 4 | 5 | 1 | 31
N/A | [25 empty] | 2022-08-01 | 22 | 5 | 4 | 0 | 31
N/A | [25 empty] | 2022-09-01 | 20 | 4 | 6 | 1 | 30
N/A | [25 empty] | 2022-10-01 | 23 | 4 | 4 | 0 | 31
N/A | [25 empty] | 2022-11-01 | 20 | 5 | 5 | 1 | 30
N/A | [25 empty] | 2022-12-01 | 21 | 4 | 6 | 1 | 31
N/A | [25 empty] | 2023-01-01 | 22 | 4 | 5 | 1 | 31
N/A | [25 empty] | 2023-02-01 | 20 | 4 | 4 | 0 | 28
N/A | [25 empty] | 2023-03-01 | 21 | 5 | 5 | 0 | 31
N/A | [25 empty] | 2023-04-01 | 22 | 4 | 4 | 0 | 30
N/A | [25 empty] | 2023-05-01 | 22 | 4 | 5 | 1 | 31
N/A | [25 empty] | 2023-06-01 | 20 | 5 | 5 | 0 | 30
N/A | [25 empty] | 2023-07-01 | 22 | 4 | 5 | 1 | 31
N/A | [25 empty] | 2023-08-01 | 22 | 5 | 4 | 0 | 31
N/A | [25 empty] | 2023-09-01 | 20 | 4 | 6 | 1 | 30
N/A | [25 empty] | 2023-10-01 | 23 | 4 | 4 | 0 | 31
[26 empty] | 2023-11-01 | 20 | 5 | 5 | 1 | 30
[26 empty] | 2023-12-01 | 21 | 4 | 6 | 1 | 31
[26 empty] | 2024-01-01 | 22 | 4 | 5 | 1 | 31
[26 empty] | 2024-02-01 | 20 | 5 | 4 | 0 | 29
[26 empty] | 2024-03-01 | 22 | 4 | 5 | 0 | 31
[26 empty] | 2024-04-01 | 22 | 4 | 4 | 0 | 30
[26 empty] | 2024-05-01 | 20 | 5 | 6 | 1 | 31
[26 empty] | 2024-06-01 | 22 | 4 | 4 | 0 | 30
[26 empty] | 2024-07-01 | 23 | 3 | 5 | 1 | 31
[26 empty] | 2024-08-01 | 21 | 5 | 5 | 0 | 31
[26 empty] | 2024-09-01 | 21 | 4 | 5 | 1 | 30
[26 empty] | 2024-10-01 | 22 | 5 | 4 | 0 | 31
[26 empty] | 2024-11-01 | 20 | 4 | 6 | 1 | 30
[26 empty] | 2024-12-01 | 22 | 4 | 5 | 1 | 31
[26 empty] | 2025-01-01 | 22 | 4 | 5 | 1 | 31
[26 empty] | 2025-02-01 | 20 | 4 | 4 | 0 | 28
[26 empty] | 2025-03-01 | 21 | 5 | 5 | 0 | 31
[26 empty] | 2025-04-01 | 22 | 4 | 4 | 0 | 30
[26 empty] | 2025-05-01 | 22 | 4 | 5 | 1 | 31
[26 empty] | 2025-06-01 | 20 | 5 | 5 | 0 | 30
[26 empty] | 2025-07-01 | 22 | 4 | 5 | 1 | 31
[26 empty] | 2025-08-01 | 22 | 5 | 4 | 0 | 31
[26 empty] | 2025-09-01 | 20 | 4 | 6 | 1 | 30
[26 empty] | 2025-10-01 | 23 | 4 | 4 | 0 | 31
[26 empty] | 2025-11-01 | 20 | 5 | 5 | 1 | 30
[26 empty] | 2025-12-01 | 21 | 4 | 6 | 1 | 31
[26 empty] | 2026-01-01 | 22 | 4 | 5 | 1 | 31
[26 empty] | 2026-02-01 | 20 | 4 | 4 | 0 | 28
[26 empty] | 2026-03-01 | 21 | 5 | 5 | 0 | 31
[26 empty] | 2026-04-01 | 22 | 4 | 4 | 0 | 30
[26 empty] | 2026-05-01 | 22 | 4 | 5 | 1 | 31
[26 empty] | 2026-06-01 | 20 | 5 | 5 | 0 | 30
[26 empty] | 2026-07-01 | 22 | 4 | 5 | 1 | 31
[26 empty] | 2026-08-01 | 22 | 5 | 4 | 0 | 31
[26 empty] | 2026-09-01 | 20 | 4 | 6 | 1 | 30
[26 empty] | 2026-10-01 | 23 | 4 | 4 | 0 | 31
[26 empty] | 2026-11-01 | 20 | 5 | 5 | 1 | 30
[26 empty] | 2026-12-01 | 21 | 4 | 6 | 1 | 31
[26 empty] | 2027-01-01 | 22 | 4 | 5 | 1 | 31
[26 empty] | 2027-02-01 | 20 | 4 | 4 | 0 | 28
[26 empty] | 2027-03-01 | 21 | 5 | 5 | 0 | 31
[26 empty] | 2027-04-01 | 22 | 4 | 4 | 0 | 30
[26 empty] | 2027-05-01 | 22 | 4 | 5 | 1 | 31
[26 empty] | 2027-06-01 | 20 | 5 | 5 | 0 | 30
[26 empty] | 2027-07-01 | 22 | 4 | 5 | 1 | 31
[26 empty] | 2027-08-01 | 22 | 5 | 4 | 0 | 31
[26 empty] | 2027-09-01 | 20 | 4 | 6 | 1 | 30
[26 empty] | 2027-10-01 | 23 | 4 | 4 | 0 | 31
[26 empty] | 2027-11-01 | 20 | 5 | 5 | 1 | 30
[26 empty] | 2027-12-01 | 21 | 4 | 6 | 1 | 31
[26 empty] | 2028-01-01 | 22 | 4 | 5 | 1 | 31
[26 empty] | 2028-02-01 | 20 | 5 | 4 | 0 | 29
[26 empty] | 2028-03-01 | 22 | 4 | 5 | 0 | 31
[26 empty] | 2028-04-01 | 22 | 4 | 4 | 0 | 30
[26 empty] | 2028-05-01 | 20 | 5 | 6 | 1 | 31
[26 empty] | 2028-06-01 | 22 | 4 | 4 | 0 | 30
[26 empty] | 2028-07-01 | 23 | 3 | 5 | 1 | 31
[26 empty] | 2028-08-01 | 21 | 5 | 5 | 0 | 31
[26 empty] | 2028-09-01 | 21 | 4 | 5 | 1 | 30
[26 empty] | 2028-10-01 | 22 | 5 | 4 | 0 | 31
[26 empty] | 2028-11-01 | 20 | 4 | 6 | 1 | 30
[26 empty] | 2028-12-01 | 22 | 4 | 5 | 1 | 31
[26 empty] | 2029-01-01 | 22 | 4 | 5 | 1 | 31
[26 empty] | 2029-02-01 | 20 | 4 | 4 | 0 | 28
[26 empty] | 2029-03-01 | 21 | 5 | 5 | 0 | 31
[26 empty] | 2029-04-01 | 22 | 4 | 4 | 0 | 30
[26 empty] | 2029-05-01 | 22 | 4 | 5 | 1 | 31
[26 empty] | 2029-06-01 | 20 | 5 | 5 | 0 | 30
[26 empty] | 2029-07-01 | 22 | 4 | 5 | 1 | 31
[26 empty] | 2029-08-01 | 22 | 5 | 4 | 0 | 31
[26 empty] | 2029-09-01 | 20 | 4 | 6 | 1 | 30
[26 empty] | 2029-10-01 | 23 | 4 | 4 | 0 | 31
[26 empty] | 2029-11-01 | 20 | 5 | 5 | 1 | 30
[26 empty] | 2029-12-01 | 21 | 4 | 6 | 1 | 31
[26 empty] | 2030-01-01 | 22 | 4 | 5 | 1 | 31
[26 empty] | 2030-02-01 | 20 | 4 | 4 | 0 | 28
[26 empty] | 2030-03-01 | 21 | 5 | 5 | 0 | 31
[26 empty] | 2030-04-01 | 22 | 4 | 4 | 0 | 30
[26 empty] | 2030-05-01 | 22 | 4 | 5 | 1 | 31
[26 empty] | 2030-06-01 | 20 | 5 | 5 | 0 | 30
[26 empty] | 2030-07-01 | 22 | 4 | 5 | 1 | 31
[26 empty] | 2030-08-01 | 22 | 5 | 4 | 0 | 31
[26 empty] | 2030-09-01 | 20 | 4 | 6 | 1 | 30
[26 empty] | 2030-10-01 | 23 | 4 | 4 | 0 | 31
[26 empty] | 2030-11-01 | 20 | 5 | 5 | 1 | 30
[26 empty] | 2030-12-01 | 21 | 4 | 6 | 1 | 31
[26 empty] | 2031-01-01 | 22 | 4 | 5 | 1 | 31
[26 empty] | 2031-02-01 | 20 | 4 | 4 | 0 | 28
[26 empty] | 2031-03-01 | 21 | 5 | 5 | 0 | 31
[26 empty] | 2031-04-01 | 22 | 4 | 4 | 0 | 30
[26 empty] | 2031-05-01 | 22 | 4 | 5 | 1 | 31
[26 empty] | 2031-06-01 | 20 | 5 | 5 | 0 | 30
[26 empty] | 2031-07-01 | 22 | 4 | 5 | 1 | 31
[26 empty] | 2031-08-01 | 22 | 5 | 4 | 0 | 31
[26 empty] | 2031-09-01 | 20 | 4 | 6 | 1 | 30
[26 empty] | 2031-10-01 | 23 | 4 | 4 | 0 | 31
[26 empty] | 2031-11-01 | 20 | 5 | 5 | 1 | 30
[26 empty] | 2031-12-01 | 21 | 4 | 6 | 1 | 31
[26 empty] | 2032-01-01 | 22 | 4 | 5 | 1 | 31
[26 empty] | 2032-02-01 | 20 | 5 | 4 | 0 | 29
[26 empty] | 2032-03-01 | 22 | 4 | 5 | 0 | 31
[26 empty] | 2032-04-01 | 22 | 4 | 4 | 0 | 30
[26 empty] | 2032-05-01 | 20 | 5 | 6 | 1 | 31
[26 empty] | 2032-06-01 | 22 | 4 | 4 | 0 | 30
[26 empty] | 2032-07-01 | 23 | 3 | 5 | 1 | 31
[26 empty] | 2032-08-01 | 21 | 5 | 5 | 0 | 31
[26 empty] | 2032-09-01 | 21 | 4 | 5 | 1 | 30
[26 empty] | 2032-10-01 | 22 | 5 | 4 | 0 | 31
[26 empty] | 2032-11-01 | 20 | 4 | 6 | 1 | 30
[26 empty] | 2032-12-01 | 22 | 4 | 5 | 1 | 31
[26 empty] | 2033-01-01 | 22 | 4 | 5 | 1 | 31
[26 empty] | 2033-02-01 | 20 | 4 | 4 | 0 | 28
[26 empty] | 2033-03-01 | 21 | 5 | 5 | 0 | 31
[26 empty] | 2033-04-01 | 22 | 4 | 4 | 0 | 30
[26 empty] | 2033-05-01 | 22 | 4 | 5 | 1 | 31
[26 empty] | 2033-06-01 | 20 | 5 | 5 | 0 | 30
[26 empty] | 2033-07-01 | 22 | 4 | 5 | 1 | 31
[26 empty] | 2033-08-01 | 22 | 5 | 4 | 0 | 31
[26 empty] | 2033-09-01 | 20 | 4 | 6 | 1 | 30
[26 empty] | 2033-10-01 | 23 | 4 | 4 | 0 | 31
[26 empty] | 2033-11-01 | 20 | 5 | 5 | 1 | 30
[26 empty] | 2033-12-01 | 21 | 4 | 6 | 1 | 31
[26 empty] | 2034-01-01 | 22 | 4 | 5 | 1 | 31
[26 empty] | 2034-02-01 | 20 | 4 | 4 | 0 | 28
[26 empty] | 2034-03-01 | 21 | 5 | 5 | 0 | 31
[26 empty] | 2034-04-01 | 22 | 4 | 4 | 0 | 30
[26 empty] | 2034-05-01 | 22 | 4 | 5 | 1 | 31
[26 empty] | 2034-06-01 | 20 | 5 | 5 | 0 | 30
[26 empty] | 2034-07-01 | 22 | 4 | 5 | 1 | 31
[26 empty] | 2034-08-01 | 22 | 5 | 4 | 0 | 31
[26 empty] | 2034-09-01 | 20 | 4 | 6 | 1 | 30
[26 empty] | 2034-10-01 | 23 | 4 | 4 | 0 | 31
[26 empty] | 2034-11-01 | 20 | 5 | 5 | 1 | 30
[26 empty] | 2034-12-01 | 21 | 4 | 6 | 1 | 31
[26 empty] | 2035-01-01 | 22 | 4 | 5 | 1 | 31
[26 empty] | 2035-02-01 | 20 | 4 | 4 | 0 | 28
[26 empty] | 2035-03-01 | 21 | 5 | 5 | 0 | 31
[26 empty] | 2035-04-01 | 22 | 4 | 4 | 0 | 30
[26 empty] | 2035-05-01 | 22 | 4 | 5 | 1 | 31
[26 empty] | 2035-06-01 | 20 | 5 | 5 | 0 | 30
[26 empty] | 2035-07-01 | 22 | 4 | 5 | 1 | 31
[26 empty] | 2035-08-01 | 22 | 5 | 4 | 0 | 31
[26 empty] | 2035-09-01 | 20 | 4 | 6 | 1 | 30
[26 empty] | 2035-10-01 | 23 | 4 | 4 | 0 | 31
[26 empty] | 2035-11-01 | 20 | 5 | 5 | 1 | 30
[26 empty] | 2035-12-01 | 21 | 4 | 6 | 1 | 31
[26 empty] | 2036-01-01 | 22 | 4 | 5 | 1 | 31
[26 empty] | 2036-02-01 | 20 | 5 | 4 | 0 | 29
[26 empty] | 2036-03-01 | 22 | 4 | 5 | 0 | 31
[26 empty] | 2036-04-01 | 22 | 4 | 4 | 0 | 30
[26 empty] | 2036-05-01 | 20 | 5 | 6 | 1 | 31
[26 empty] | 2036-06-01 | 22 | 4 | 4 | 0 | 30
[26 empty] | 2036-07-01 | 23 | 3 | 5 | 1 | 31
[26 empty] | 2036-08-01 | 21 | 5 | 5 | 0 | 31
[26 empty] | 2036-09-01 | 21 | 4 | 5 | 1 | 30
[26 empty] | 2036-10-01 | 22 | 5 | 4 | 0 | 31
[26 empty] | 2036-11-01 | 20 | 4 | 6 | 1 | 30
[26 empty] | 2036-12-01 | 22 | 4 | 5 | 1 | 31

## Output
Tolling Agreement | Annualized Capacity Revenue
| 2001 | 2002 | 2003 | 2004 | 2005 | 2006 | 2007 | 2008 | 2009 | 2010 | 2011 | 2012 | 2013 | 2014 | 2015 | 2016 | 2017 | 2018 | 2019 | 2020 | 2021 | 2022
Revenue
Capacity Revenue ($/Kwm) | #N/A | #DIV/0! | #DIV/0! | #DIV/0! | #DIV/0! | #DIV/0! | #DIV/0! | #DIV/0! | #DIV/0! | #DIV/0! | #DIV/0! | #DIV/0! | #DIV/0! | #DIV/0! | #DIV/0! | #DIV/0! | #DIV/0! | #DIV/0! | #DIV/0! | #DIV/0! | #DIV/0! | #DIV/0!
Energy Revenue ($'s) | #N/A | 0 | 0 | 0 | 0 | 0 | 0 | 0 | 0 | 0 | 0 | 0 | 0 | 0 | 0 | 0 | 0 | 0 | 0 | 0 | 0 | 0
Expenses
Fuel | #N/A | 0 | 0 | 0 | 0 | 0 | 0 | 0 | 0 | 0 | 0 | 0 | 0 | 0 | 0 | 0 | 0 | 0 | 0 | 0 | 0 | 0
Variable O&M | #N/A | 0 | 0 | 0 | 0 | 0 | 0 | 0 | 0 | 0 | 0 | 0 | 0 | 0 | 0 | 0 | 0 | 0 | 0 | 0 | 0 | 0
Per Start | #N/A | 0 | 0 | 0 | 0 | 0 | 0 | 0 | 0 | 0 | 0 | 0 | 0 | 0 | 0 | 0 | 0 | 0 | 0 | 0 | 0 | 0
Check | #N/A | 0 | 0 | 0 | 0 | 0 | 0 | 0 | 0 | 0 | 0 | 0 | 0 | 0 | 0 | 0 | 0 | 0 | 0 | 0 | 0 | 0

## WIP
To Be fixed: |  | =Done | =Not Done, but doesn't need to be done just yet
- Fix Sat and Sun Super Peak Scalars to be price dependent on Sat, Sun prices not WD prices | [5 empty] | Enpower doesn't treat as separate
- Go thru one iteration add Sprd Opt, then take Delta and run thru another iteration for run Hours |  |  |  |  | Probably Don't need
- Move TP adder to Strike Price for Sprd Opt.
- Spropt needs:
- Strike which includes gas transport adder
- days to expiry
- 16 hr vs. two 8hr options
- Make Gas curve pull for seasonality (winter prices/summer prices)
- Put toggle in for week days only or weekends/weekdays.
- Vol Scalar!!!!! For Hourly Vol Simulation
- Bid/Mid/Offer Toggle!!!!!!!!!!!!!!!!!!!!!!!!!!!!!! |  | Does not work yet Fix Pwr Daily, gas monthly and daily
- Add Toggle for PPA situation (5X16, etc…)
- Make Woulfe Special Work
- Curve (Back end) with an escalator, Also to work for Vols |  |  | Need to fix for Vols
- Add toggle for Genco Scalars and find out what curves use them and do not use them
- Availability Factor
- Per Start
- Add Holidays Somewhere
- Fix Bid, Mid, Offer for Nymex
- Fix 7X24 to use Off-peak vols | OP is never treated as an option
- Add Vol Smile
- Excess Run Hours must be calculated!!!!!!!!!!!!!!!!!!!!!!!!!!!!!!!!!!! |  |  |  | Works for Intrinsic Only
- Need Hourly limitation for each year |  | Add one for each year, but link to top one |  |  | Not necessary right now
- Put in Implied HR
- Demand Charge Divisor
- HR Degradation
- Combine Cycle Calculations | refine HR assumptions for Swap section
- Put in Extrinsic line on Output
- Need to add winter Omicron Vol Section
- Fuel, Commodity
*** ON Run hours or in Ranking section Put in Logic for Combined Cycle Rev>=Per Start (Opportunity Cost)
- Extend Gas Vols out for 30 yrs
- Per Start assumptions
- Add Headers and Footers (Footer = Name of file/Date)