## By Region
NEW GAS FIRED PLANT ADDITIONS (1999 THROUGH 2005)
NERC REGION | YEAR | Plant Description | Pipeline | State | Probability | Type | Month | Operational? | Plant Capacity | Merchant Capacity | Air Permit Hours | Machine Type | Tot Plant Capacity High | Tot Plant Capacity Medium | Tot Plant Capacity Low | Tot Gas Usage High | Tot Gas Usage Medium | Tot Gas Usage Low | Total Gas | Summer Only | ID
ECAR | 1999 | Detroit Edison - Greenwood | ANR | MI | High | CT | Sept | Y | 226 | 0 |  |  | 226 | 0 | 0 | 41584 | 0 | 0 | 41584 | 41584 | 49
ECAR | 1999 | Kentucky Utilities - EW Brown 6/7 | Tennessee | KY | High | CT | August | Y | 328 | 0 |  |  | 328 | 0 | 0 | 60352 | 0 | 0 | 60352 | 60352 | 51
ECAR | 1999 | East Kentucky Power Coop - Clark County |  | KY | High | CT | Feb-May | Y | 330 | 0 |  |  | 330 | 0 | 0 | 60720 | 0 | 0 | 60720 | 60720 | 50
ECAR | 1999 | Detroit Edison - Belle River | ANR | MI | High | CT | Sept | Y | 216 | 0 |  |  | 216 | 0 | 0 | 39744 | 0 | 0 | 39744 | 39744 | 47
ECAR | 1999 | Dayton Power & Light - Dayton |  | OH | High | 1 | June | N | 84 | 0 |  |  | 84 | 0 | 0 | 15456 | 0 | 0 | 15456 | 15456 | 46
ECAR | 1999 | CMS Energy/DTE Energy Dearborn | PEPL/MichCon | MI | High | Cogen | July | Y | 135.2 | 0 |  |  | 135.2 | 0 | 0 | 21091.2 | 0 | 0 | 21091.2 | 0 | 45
ECAR | 1999 | CMS Energy - Livingston |  | KY | High | 1 | June | Y | 144 | 0 |  |  | 144 | 0 | 0 | 26496 | 0 | 0 | 26496 | 26496 | 44
ECAR | 1999 | AES (Hoosier) moved to 2000 and sold to Williams |  | IN | Low | 1 | June | N | 0 | 0 |  |  | 0 | 0 | 0 | 0 | 0 | 0 | 0 | 0 | 38
ECAR | 1999 | AMP-Ohio - St. Mary GT |  | MI | Low | 1 | June | N | 0 | 0 |  |  | 0 | 0 | 0 | 0 | 0 | 0 | 0 | 0 | 42
ECAR | 1999 | AMP-Ohio - DistGen Project Phase II |  | MI | Low | 1 | June | N | 0 | 0 |  |  | 0 | 0 | 0 | 0 | 0 | 0 | 0 | 0 | 41
ECAR | 1999 | AMP-Ohio - DistGen Project Phase I |  | MI | Low | 1 | June | N | 0 | 0 |  |  | 0 | 0 | 0 | 0 | 0 | 0 | 0 | 0 | 40
ECAR | 1999 | CMS Energy - Otsego/Kalamazoo |  | MI | High | 1 | June | Y | 65 | 0 |  |  | 65 | 0 | 0 | 11960 | 0 | 0 | 11960 | 11960 | 43
ECAR | 2000 | PG&E - Galion |  | OH | Med | CT | July | N | 50 | 50 |  |  | 0 | 50 | 0 | 0 | 9200 | 0 | 2300 | 2300 | 134
ECAR | 2000 | PG&E - Napoleon |  | OH | Med | CT | July | N | 50 | 50 |  |  | 0 | 50 | 0 | 0 | 9200 | 0 | 2300 | 2300 | 135
ECAR | 2000 | PG&E - Bowling Green |  | OH | High | CT | August | Y | 16.5 | 16.5 |  |  | 16.5 | 0 | 0 | 3036 | 0 | 0 | 3036 | 3036 | 136
ECAR | 2000 | Toledo Edison - Richland |  | OH | High | CT | July | N | 260 | 0 |  |  | 260 | 0 | 0 | 47840 | 0 | 0 | 47840 | 47840 | 137
ECAR | 2000 | Toledo Edison - Richland |  | OH | High | CT | September | N | 130 | 0 |  |  | 130 | 0 | 0 | 23920 | 0 | 0 | 23920 | 23920 | 138
ECAR | 2000 | Trigen-Cinergy - Middle Works |  | OH | Low | Cogen |  | N | 230 | 230 |  |  | 0 | 0 | 230 | 0 | 0 | 35880 | 0 | 0 | 139
ECAR | 2000 | Trigen-Cinergy - Lafarge Gypsum |  | KY | Low | Cogen |  | N | 20 | 20 |  |  | 0 | 0 | 20 | 0 | 0 | 3120 | 0 | 0 | 140
ECAR | 2000 | Dayton Power & Light - Montpelier Station |  | OH | High | CT | June | Y | 200.3 | 200.3 | 0 |  | 200.3 | 0 | 0 | 36855.2 | 0 | 0 | 36855.2 | 36855.2 | 694
ECAR | 2000 | Williams (Hoosier Energy Rural) |  | IN | Med | 1 | June | N | 400 | 400 |  |  | 0 | 400 | 0 | 0 | 73600 | 0 | 18400 | 18400 | 142
ECAR | 2000 | PG&E - Canton |  | OH | Med | CT | July | N | 50 | 50 |  |  | 0 | 50 | 0 | 0 | 9200 | 0 | 2300 | 2300 | 133
ECAR | 2000 | Indianapolis Power & Light - Gerogetown |  | IN | High | CT | June | Y | 72.5 | 72.5 |  |  | 72.5 | 0 | 0 | 13340 | 0 | 0 | 13340 | 13340 | 220
ECAR | 2000 | IP&L/DTE - Pike Township (Georgetown) | PEPL | IN | High | CT | June | N | 240 | 160 |  |  | 240 | 0 | 0 | 44160 | 0 | 0 | 44160 | 44160 | 130
ECAR | 2000 | AMP-Ohio - Bowling Green |  | OH | High | CT | June | Y | 27.2 | 0 |  |  | 27.2 | 0 | 0 | 5004.8 | 0 | 0 | 5004.8 | 5004.8 | 661
ECAR | 2000 | Trigen-Cinergy - Ashtabula |  | OH | High | Cogen | October | N | 28 | 0 |  |  | 28 | 0 | 0 | 4368 | 0 | 0 | 4368 | 0 | 141
ECAR | 2000 | Detroit Edison - Del-Ray | ANR | MI | High | 1 | June | N | 70 | 0 |  |  | 70 | 0 | 0 | 12880 | 0 | 0 | 12880 | 12880 | 124
ECAR | 2000 | AMP-Ohio - Hamilton Peaking |  | OH | High | CT | June | Y | 27.2 | 0 | 0 | 0 | 27.2 | 0 | 0 | 5004.8 | 0 | 0 | 5004.8 | 5004.8 | 691
ECAR | 2000 | MCN Energy - Columbus |  | OH | Dead | CT | June | N | 0 | 0 |  |  | 0 | 0 | 0 | 0 | 0 | 0 | 0 | 0 | 132
ECAR | 2000 | Matrix Power - Worthington Plant |  | IN | High | CT | June | N | 180 | 180 |  |  | 180 | 0 | 0 | 33120 | 0 | 0 | 33120 | 33120 | 131
ECAR | 2000 | Air Products - Calvert City |  | KY | High | Cogen | April | Y | 26 | 0 |  |  | 26 | 0 | 0 | 4056 | 0 | 0 | 4056 | 0 | 121
ECAR | 2000 | CMS Energy/DTE Energy Dearborn | PEPL/MichCon | MI | High | Cogen | June | Y | 240 | 240 |  |  | 240 | 0 | 0 | 37440 | 0 | 0 | 37440 | 0 | 123
ECAR | 2000 | Detroit Edison - Del-Ray | ANR | MI | High | CT | January | Y | 139.4 | 0 |  |  | 139.4 | 0 | 0 | 25649.6 | 0 | 0 | 25649.6 | 25649.6 | 48
ECAR | 2000 | Dayton Power & Light - Chester |  | IN | Med | CT |  | N | 225 | 225 |  |  | 0 | 225 | 0 | 0 | 41400 | 0 | 10350 | 10350 | 125
ECAR | 2000 | Kentucky Utilities - EW Brown |  | KY | High | CT | June | Y | 75 | 0 | 0 | 0 | 75 | 0 | 0 | 13800 | 0 | 0 | 13800 | 13800 | 684
ECAR | 2000 | Duke Energy/Cinergy - Vermilion County | Midwestern | IN | High | CT | June | Y | 640 | 640 |  |  | 640 | 0 | 0 | 117760 | 0 | 0 | 117760 | 117760 | 127
ECAR | 2000 | ENA - Wheatland | Midwestern | IN | High | CT | May | Y | 459 | 459 |  |  | 459 | 0 | 0 | 84456 | 0 | 0 | 84456 | 84456 | 128
ECAR | 2000 | Holland Board of Public Works |  | MI | High | CT | April | Y | 66.3 | 0 |  |  | 66.3 | 0 | 0 | 12199.2 | 0 | 0 | 12199.2 | 12199.2 | 129
ECAR | 2000 | Allegheny Energy Supply |  | PA | High | CT | January | Y | 74.5 | 0 |  |  | 74.5 | 0 | 0 | 13708 | 0 | 0 | 13708 | 13708 | 39
ECAR | 2000 | Allegheny Energy Supply |  | PA | High | CT | June | N | 220 | 0 |  |  | 220 | 0 | 0 | 40480 | 0 | 0 | 40480 | 40480 | 122
ECAR | 2001 | PSEG Global - Morristown |  | IN | Med | CT | June | N | 180 | 180 |  |  | 0 | 180 | 0 | 0 | 33120 | 0 | 8280 | 8280 | 225
ECAR | 2001 | Kentucky Utilities/LG&E - (Brown/Paddy's Run) |  | KY | High | CT |  | N | 284 | 0 |  |  | 284 | 0 | 0 | 52256 | 0 | 0 | 52256 | 52256 | 221
ECAR | 2001 | First Energy - West Loraine (Defiance) | Columbia Gas/EOG | OH | High | CT | Spring | N | 425 | 0 |  |  | 425 | 0 | 0 | 78200 | 0 | 0 | 78200 | 78200 | 219
ECAR | 2001 | NiSource - Whiting (BP Amoco Refining) |  | IN | High | Cogen |  | N | 525 | 425 |  |  | 525 | 0 | 0 | 81900 | 0 | 0 | 81900 | 0 | 222
ECAR | 2001 | Primary Energy - Indiana Harbor (LTV) |  | IN | High | Cogen | September | N | 50 | 50 |  |  | 50 | 0 | 0 | 7800 | 0 | 0 | 7800 | 0 | 224
ECAR | 2001 | SEI - Zeeland I (Grand Rapids) |  | MI | Med | CC | June | N | 300 | 300 |  |  | 0 | 300 | 0 | 0 | 54000 | 0 | 13500 | 0 | 226
ECAR | 2001 | SIG&E |  | IN | High | CT |  | N | 80 | 0 |  |  | 80 | 0 | 0 | 14720 | 0 | 0 | 14720 | 14720 | 227
ECAR | 2001 | SIG&E |  | IN | High | Cogen |  | N | 42 | 0 |  |  | 42 | 0 | 0 | 6552 | 0 | 0 | 6552 | 0 | 228
ECAR | 2001 | Putnam Energy Center |  | IN | Med | CT | June | N | 500 | 500 | 0 | LM 6000 | 0 | 500 | 0 | 0 | 92000 | 0 | 23000 | 23000 | 778
ECAR | 2001 | Cinergy - Cincinnati (West End) |  | OH | Med | CT | June | N | 90 | 90 |  |  | 0 | 90 | 0 | 0 | 16560 | 0 | 4140 | 4140 | 205
ECAR | 2001 | Duke - DeSoto |  | IN | Low | CT | June | N | 320 | 320 |  |  | 0 | 0 | 320 | 0 | 0 | 58880 | 0 | 0 | 218
ECAR | 2001 | Entergy - Jackson Generating (Bloomfield) |  | OH | Med | CT | June | N | 640 | 640 |  |  | 0 | 640 | 0 | 0 | 117760 | 0 | 29440 | 29440 | 662
ECAR | 2001 | Columbia Electric - Henderson Co |  | KY | Low | CT | June | N | 500 | 500 |  |  | 0 | 0 | 500 | 0 | 0 | 92000 | 0 | 0 | 208
ECAR | 2001 | Dayton Power & Light - Greenville (Darke Co) |  | OH | Med | CT | March | N | 200 | 200 |  |  | 0 | 200 | 0 | 0 | 36800 | 0 | 9200 | 9200 | 216
ECAR | 2001 | Dayton Power & Light - Tait (Montgomery Co) |  | OH | High | CT | June | N | 320 | 320 |  |  | 320 | 0 | 0 | 58880 | 0 | 0 | 58880 | 58880 | 215
ECAR | 2001 | Dayton Power & Light - West Lancaster (Fairfield) | Columbia Gas | OH | High | CT | June | N | 200 | 200 |  |  | 200 | 0 | 0 | 36800 | 0 | 0 | 36800 | 36800 | 214
ECAR | 2001 | Dayton Power & Light - (Chester) Wells Co. |  | IN | Med | CT | June | N | 400 | 400 |  |  | 0 | 400 | 0 | 0 | 73600 | 0 | 18400 | 18400 | 213
ECAR | 2001 | Dayton Power & Light - Greenville (Wells/Hamilton Co) |  | IN | Med | CT | May | N | 200 | 0 |  |  | 0 | 200 | 0 | 0 | 36800 | 0 | 9200 | 9200 | 212
ECAR | 2001 | Consumers Energy @ Morrow Site |  | MI ? | High | CC |  | N | 60 | 0 |  |  | 60 | 0 | 0 | 10800 | 0 | 0 | 10800 | 0 | 211
ECAR | 2001 | Constellation - Bristol (Wayne Co) |  | WV | Med | CT | June | N | 300 | 300 |  |  | 0 | 300 | 0 | 0 | 55200 | 0 | 13800 | 13800 | 210
ECAR | 2001 | Columbia Electric - Ceredo (Twelvepole Creek) | Columbia Gas | WV | Med | CT |  | N | 500 | 500 |  |  | 0 | 500 | 0 | 0 | 92000 | 0 | 23000 | 23000 | 209
ECAR | 2001 | Cinergy -Erlanger |  | KY | Med | CT |  |  | 80 | 80 |  |  | 0 | 80 | 0 | 0 | 14720 | 0 | 3680 | 3680 | 206
ECAR | 2001 | CMS Energy/DTE Energy Dearborn | PEPL/MichCon | MI | Med | CT |  | N | 310 | 310 |  |  | 0 | 310 | 0 | 0 | 57040 | 0 | 14260 | 14260 | 207
ECAR | 2001 | Dynegy - Riverside Generating | Tennessee | KY | High | CT | June | N | 500 | 500 |  |  | 500 | 0 | 0 | 92000 | 0 | 0 | 92000 | 92000 | 217
ECAR | 2002 | LS Power - Columbus Station |  | IN | Med | CC |  | N | 825 | 825 |  |  | 0 | 825 | 0 | 0 | 148500 | 0 | 37125 | 0 | 403
ECAR | 2002 | Duke - Vigo County |  | IN | Low | CC | June |  | 620 | 620 |  |  | 0 | 0 | 620 | 0 | 0 | 111600 | 0 | 0 | 714
ECAR | 2002 | Dayton Power & Light - Darby (Pickaway) |  | OH | Med | CT | June | N | 480 | 480 |  |  | 0 | 480 | 0 | 0 | 88320 | 0 | 22080 | 22080 | 665
ECAR | 2002 | Dominion - Muskingum County | CNG | OH | Med | CT | July | N | 600 | 600 |  |  | 0 | 600 | 0 | 0 | 110400 | 0 | 27600 | 27600 | 395
ECAR | 2002 | Dominion/Troy Energy (Wood Co) | CNG | OH | High | CT | June | N | 600 | 600 |  |  | 600 | 0 | 0 | 110400 | 0 | 0 | 110400 | 110400 | 402
ECAR | 2002 | Duke - Knox County |  | IN | Low | CT | June |  | 620 | 620 |  | GE PG7 - EA | 0 | 0 | 620 | 0 | 0 | 114080 | 0 | 0 | 126
ECAR | 2002 | Dresden Energy - Cass (Muskingum Co) |  | OH | Low | CT |  | N | 500 | 500 |  |  | 0 | 0 | 500 | 0 | 0 | 92000 | 0 | 0 | 394
ECAR | 2002 | Duke Energy/Cinergy - Butler County (Madison) II | TETCO | OH | Med | CT | June |  | 640 | 640 |  |  | 0 | 640 | 0 | 0 | 117760 | 0 | 29440 | 29440 | 144
ECAR | 2002 | PSEG - Waterford Township (Marietta) |  | OH | Med | CC | January | N | 850 | 850 |  |  | 0 | 850 | 0 | 0 | 153000 | 0 | 38250 | 0 | 401
ECAR | 2002 | National Power Coop - Van Wert Co |  | OH | Low | CT |  | N | 510 | 510 |  |  | 0 | 0 | 510 | 0 | 0 | 93840 | 0 | 0 | 400
ECAR | 2002 | East Kentucky Power Coop - Clark County |  | KY | High | CT |  | N | 80 | 0 |  |  | 80 | 0 | 0 | 14720 | 0 | 0 | 14720 | 14720 | 399
ECAR | 2002 | Duke - Waterford (Washington Co) |  | OH | Low | CC |  | N | 620 | 620 |  |  | 0 | 0 | 620 | 0 | 0 | 111600 | 0 | 0 | 398
ECAR | 2002 | Dominion - Pleasants County | CNG | WV | Med | CT | August | N | 600 | 600 |  |  | 0 | 600 | 0 | 0 | 110400 | 0 | 27600 | 27600 | 396
ECAR | 2002 | Cogentrix - Franklin (Jackson Co) |  | OH | Low | CC |  | N | 1200 | 1200 |  |  | 0 | 0 | 1200 | 0 | 0 | 216000 | 0 | 0 | 392
ECAR | 2002 | Cogentrix - Bedford (Lawrence Co) |  | IN | Low | CT |  | N | 500 | 500 |  |  | 0 | 0 | 500 | 0 | 0 | 92000 | 0 | 0 | 391
ECAR | 2002 | AEP - Buckeye Power (OREC) |  | OH | Med | CT |  | N | 510 | 0 |  |  | 0 | 510 | 0 | 0 | 93840 | 0 | 23460 | 23460 | 390
ECAR | 2002 | Dayton Power & Light - Hardinsburg Stn |  | KY | Med | CT |  | N | 400 | 400 |  |  | 0 | 400 | 0 | 0 | 73600 | 0 | 18400 | 18400 | 397
ECAR | 2002 | Kinder Morgan - Jackson |  | MI | High | CC | June |  | 550 | 550 |  |  | 550 | 0 | 0 | 99000 | 0 | 0 | 99000 | 0 | 717
ECAR | 2002 | Duke - Baroda (Berrien Co) |  | MI | Med | CT |  |  | 640 | 640 |  |  | 0 | 640 | 0 | 0 | 117760 | 0 | 29440 | 29440 | 715
ECAR | 2002 | Decker Energy - Carson City/St. Clair Co. |  | MI | Med | CT |  | N | 500 | 500 |  |  | 0 | 500 | 0 | 0 | 92000 | 0 | 23000 | 23000 | 393
ECAR | 2002 | SkyGen - Mt Vernon (Posey) |  | IN | Low | CT |  |  | 440 | 440 |  |  | 0 | 0 | 440 | 0 | 0 | 80960 | 0 | 0 | 727
ECAR | 2002 | Dynegy - Rolling Hills (Vinton Co) |  | OH | Low | CT |  |  | 800 | 800 |  |  | 0 | 0 | 800 | 0 | 0 | 147200 | 0 | 0 | 716
ECAR | 2002 | Ogden Energy - Indianapolis |  | IN | Low | CT |  |  | 250 | 250 |  |  | 0 | 0 | 250 | 0 | 0 | 46000 | 0 | 0 | 718
ECAR | 2003 | Calpine - Fremont |  | OH | Med | CC |  | N | 700 | 700 |  |  | 0 | 700 | 0 | 0 | 126000 | 0 | 31500 | 0 | 551
ECAR | 2003 | Dynegy - Bluegrass Gen. (Oldham) | TGT | KY | High | CT | June | N | 324 | 324 |  | Siemens W501F | 324 | 0 | 0 | 59616 | 0 | 0 | 59616 | 59616 | 559
ECAR | 2003 | Tenaska - Pike County | Midwestern? | IN | Med | CC | Late | N | 830 | 830 |  |  | 0 | 830 | 0 | 0 | 149400 | 0 | 37350 | 0 | 557
ECAR | 2003 | Panda - Mount Vernon |  | IN | Med | CC |  |  | 1070 | 1070 | 0 |  | 0 | 1070 | 0 | 0 | 192600 | 0 | 48150 | 0 | 705
ECAR | 2003 | SEI - Zeeland II (Grand Rapids) |  | MI | Med | CC | June | N | 530 | 530 |  |  | 0 | 530 | 0 | 0 | 95400 | 0 | 23850 | 0 | 555
ECAR | 2003 | Dominion - Possum Plant Coal Conv. |  | VA | Med | CC |  | N | 450 | 0 |  |  | 0 | 450 | 0 | 0 | 81000 | 0 | 20250 | 0 | 554
ECAR | 2003 | Indeck - Niles |  | MI | Med | CC |  | N | 1100 | 1100 |  |  | 0 | 1100 | 0 | 0 | 198000 | 0 | 49500 | 0 | 552
ECAR | 2003 | Decker Energy - Carson City/St. Clair Co. |  | MI | Med | CT |  | N | 500 | 500 |  |  | 0 | 500 | 0 | 0 | 92000 | 0 | 23000 | 23000 | 558
ECAR | 2003 | PSEG Global - Lawrenceburg |  | IN | Med | CC |  | N | 1000 | 1000 |  |  | 0 | 1000 | 0 | 0 | 180000 | 0 | 45000 | 0 | 550
ECAR | 2003 | PG&E - Covert |  | MI | Low | CC | January | N | 1000 | 1000 |  |  | 0 | 0 | 1000 | 0 | 0 | 180000 | 0 | 0 | 549
ECAR | 2003 | CME Energy - Benton Harbor (Meadowbrook) |  | MI | Med | CC |  |  | 800 | 800 |  |  | 0 | 800 | 0 | 0 | 144000 | 0 | 36000 | 0 | 730
ECAR | 2003 | Calpine/CME Energy - Lawrence Co |  | OH | Med | CC | June | N | 1100 | 1100 |  |  | 0 | 1100 | 0 | 0 | 198000 | 0 | 49500 | 0 | 739
ECAR | 2003 | Kinder Morgan - Jackson |  | MI | Med | CC |  | N | 550 | 550 |  |  | 0 | 550 | 0 | 0 | 99000 | 0 | 24750 | 0 | 553
ECAR | 2003 | Southern - (formerly Nordic Electric) - Wyandotte |  | MI | Med | CC | July | N | 480 | 480 |  |  | 0 | 480 | 0 | 0 | 86400 | 0 | 21600 | 0 | 223
ECAR | 2003 | Cinergy - Martinsville |  | VA | Med | CT | June | N | 330 | 330 | 0 |  | 0 | 330 | 0 | 0 | 60720 | 0 | 15180 | 15180 | 758
ECAR | 2003 | Southern Co - State Line (Hammond) |  | IN | Med | CC |  | N | 550 | 550 |  |  | 0 | 550 | 0 | 0 | 99000 | 0 | 24750 | 0 | 556
ECAR | 2004 | Entergy - Jackson Co (Bloomfield) |  | OH | Low | CT |  | N | 640 | 640 |  |  | 0 | 0 | 640 | 0 | 0 | 117760 | 0 | 0 | 629
ECAR | 2004 | Dayton Power & Light - Darby (Pickaway Co) |  | OH | Low | CT |  | N | 480 | 480 |  |  | 0 | 0 | 480 | 0 | 0 | 88320 | 0 | 0 | 630
ECAR | 2004 | Panda - Tallmadge Power (Kent Co) | ANR | MI | Med | CC |  | N | 1000 | 1000 |  |  | 0 | 1000 | 0 | 0 | 180000 | 0 | 45000 | 0 | 631
ECAR | 2004 | Westlake - Marshall Co |  | KY | Low | CC |  | N | 520 | 520 |  |  | 0 | 0 | 520 | 0 | 0 | 93600 | 0 | 0 | 632
ECAR | 2004 | Panda - Cullonden (Campbell Co) |  | WV | Low | CC |  | N | 1000 | 1000 |  |  | 0 | 0 | 1000 | 0 | 0 | 180000 | 0 | 0 | 628
ECAR | 2004 | Dayton Power & Light - Fairmount (Grant Co) |  | IN | Med | CT |  | N | 400 | 400 | 0 | P&W FT 8 Twin Pac | 0 | 400 | 0 | 0 | 73600 | 0 | 18400 | 18400 | 747
[9 empty] | 41440.1 | 36457.3 | 0 | 0 | 8760.1 | 21910 | 10770 | 1580124.8 | 3982900 | 1954840 | 2575849.8 | 1756767.6 | 36472
ERCOT | 1998 | Borger Energy - Blackhawk Station |  | TX | High | Cogen | October | Y | 225 | 225 | 0 | 0 | 225 | 0 | 0 | 35100 | 0 | 0 | 35100 | 0 | 683
ERCOT | 1999 | BASF - Freeport |  | TX | High | Cogen | July | Y | 79.7 | 0 |  |  | 79.7 | 0 | 0 | 12433.2 | 0 | 0 | 12433.2 | 0 | 15
ERCOT | 1999 | Southern Co.-Wichita Falls |  | TX | High | Cogen | October | N | 80 | 80 |  |  | 80 | 0 | 0 | 12480 | 0 | 0 | 12480 | 0 | 19
ERCOT | 1999 | CSW - Mission (Frontera) |  | TX | High | CT | August | Y | 280.5 | 280.5 |  |  | 280.5 | 0 | 0 | 51612 | 0 | 0 | 51612 | 51612 | 16
ERCOT | 1999 | Oxy/Conoco - Ingleside |  | TX | High | Cogen | October | Y | 465.4 | 205 |  |  | 465.4 | 0 | 0 | 72602.4 | 0 | 0 | 72602.4 | 0 | 18
ERCOT | 2000 | Calpine(was Duke) - Hildago/Edinburg | Duke Field Svs | TX | High | CC | June | Y | 500 | 500 |  |  | 500 | 0 | 0 | 90000 | 0 | 0 | 90000 | 0 | 78
ERCOT | 2000 | Calpine - Pasadena expansion | Midcon/Channel/Tejas/HPL | TX | High | Cogen | June | N | 510 | 510 |  |  | 510 | 0 | 0 | 79560 | 0 | 0 | 79560 | 0 | 77
ERCOT | 2000 | CSW - Mission (Frontera) |  | TX | High | CC | June | N | 160 | 160 |  |  | 160 | 0 | 0 | 28800 | 0 | 0 | 28800 | 0 | 79
ERCOT | 2000 | ANP - Midlothian | Lone Star/Valero | TX | High | CC | June | Y | 1100 | 1100 |  | ABB GT24 OTC | 1100 | 0 | 0 | 198000 | 0 | 0 | 198000 | 0 | 76
ERCOT | 2000 | Dynegy - Lyondell |  | TX | Low | Cogen | June | N | 155 | 155 |  |  | 0 | 0 | 155 | 0 | 0 | 24180 | 0 | 0 | 80
ERCOT | 2000 | Golden Spread - Pampa |  | TX | Med | CC |  | N | 486 | 200 |  |  | 0 | 486 | 0 | 0 | 87480 | 0 | 21870 | 0 | 82
ERCOT | 2000 | LG&E /Columbia Electric - Gregory |  | TX | High | Cogen | July | N | 361 | 361 |  |  | 361 | 0 | 0 | 56316 | 0 | 0 | 56316 | 0 | 83
ERCOT | 2000 | PG&E(USGen)/UDS - Three Rivers |  | TX | Dead | Cogen |  | N | 0 | 0 |  |  | 0 | 0 | 0 | 0 | 0 | 0 | 0 | 0 | 84
ERCOT | 2000 | San Antonio Public Service (CPS Von Rosenburg) |  | TX | High | CC | June | Y | 511 | 0 |  |  | 511 | 0 | 0 | 91980 | 0 | 0 | 91980 | 0 | 85
ERCOT | 2000 | Southern Co. - Brazos Electric (Bosque Co) (Whitney) |  | TX | High | CT | June | Y | 300 | 300 |  | 7FA | 300 | 0 | 0 | 55200 | 0 | 0 | 55200 | 55200 | 86
ERCOT | 2000 | Reliant/Air Liquide - Orange (Sabine) |  | TX | High | Cogen | January | Y | 88.5 | 48.5 |  |  | 88.5 | 0 | 0 | 13806 | 0 | 0 | 13806 | 0 | 17
ERCOT | 2000 | FPL (Panda) - Paris (Lamar Power) | NGPL/Black Marlin(NNG) | TX | High | CC | June | Y | 1000 | 300 |  | 7FA | 1000 | 0 | 0 | 180000 | 0 | 0 | 180000 | 0 | 81
ERCOT | 2001 | ANP/US Gen - Edinburg Phase I |  | TX | Low | CC | June | N | 550 | 550 |  |  | 0 | 0 | 550 | 0 | 0 | 99000 | 0 | 0 | 230
ERCOT | 2001 | ANP - Midlothian | Lone Star/Valero | TX | High | CT | October | N | 550 | 550 |  |  | 550 | 0 | 0 | 101200 | 0 | 0 | 101200 | 101200 | 231
ERCOT | 2001 | Southern Co. - Brazos Electric (Bosque County) II |  | TX | Med | CT | June | N | 248 | 248 | 0 |  | 0 | 248 | 0 | 0 | 45632 | 0 | 11408 | 11408 | 697
ERCOT | 2001 | Reliant - Equistar Chemical |  | TX | High | Cogen | November | N | 750 | 450 |  |  | 750 | 0 | 0 | 117000 | 0 | 0 | 117000 | 0 | 250
ERCOT | 2001 | Constellation - Gilmer (Longview) | HPL/Tejas/NGPL/Midcon | TX | Med | CC | June | N | 800 | 800 |  |  | 0 | 800 | 0 | 0 | 144000 | 0 | 36000 | 0 | 240
ERCOT | 2001 | Coral/LCRA - Lost Pines |  | TX | Low | 1 |  | Y | 1500 | 1500 |  |  | 0 | 0 | 1500 | 0 | 0 | 276000 | 0 | 0 | 241
ERCOT | 2001 | Duke - Jack County | NGPL | TX | Med | CC | June | N | 500 | 500 |  |  | 0 | 500 | 0 | 0 | 90000 | 0 | 22500 | 0 | 243
ERCOT | 2001 | Duke - Mesquite |  | TX | Med | CC | June | N | 500 | 500 |  |  | 0 | 500 | 0 | 0 | 90000 | 0 | 22500 | 0 | 244
ERCOT | 2001 | ENA - Austin Energy (Sand Hill Energy Center) |  | TX | High | CT | May | N | 180 | 180 |  |  | 180 | 0 | 0 | 33120 | 0 | 0 | 33120 | 33120 | 245
ERCOT | 2001 | Garland Power & Light (2001?) |  | TX | Med | CT | June | N | 85 | 0 |  |  | 0 | 85 | 0 | 0 | 15640 | 0 | 3910 | 3910 | 246
ERCOT | 2001 | Panda - Taylor Creek (Wichita Falls) |  | TX | Med | Cogen | Summer | N | 1000 | 1000 |  |  | 0 | 1000 | 0 | 0 | 156000 | 0 | 39000 | 0 | 247
ERCOT | 2001 | ANP - Hayes County (San Marcos) 2002? | Oasis | TX | High | CC | June | N | 1100 | 1100 |  |  | 1100 | 0 | 0 | 198000 | 0 | 0 | 198000 | 0 | 229
ERCOT | 2001 | Panda/PSEG - Marion (Guadalupe Power) |  | TX | High | CC | January | N | 1000 | 1000 |  |  | 1000 | 0 | 0 | 180000 | 0 | 0 | 180000 | 0 | 249
ERCOT | 2001 | Conoco - Sabine River Works | Valero | TX | Med | Cogen | Summer | N | 420 | 350 |  |  | 0 | 420 | 0 | 0 | 65520 | 0 | 16380 | 0 | 239
ERCOT | 2001 | Skygen/Polsky - Corpus Christi | HPL/Valero/Tejas | TX | High | Cogen | January | N | 532 | 452 |  |  | 532 | 0 | 0 | 82992 | 0 | 0 | 82992 | 0 | 251
ERCOT | 2001 | Calpine/GenTex Power - Lost Pines I |  | TX | High | CC | June | N | 500 | 250 |  |  | 500 | 0 | 0 | 90000 | 0 | 0 | 90000 | 0 | 236
ERCOT | 2001 | Calpine - Edinburg (Magic Valley) | Valero/TETCO/Tenn/Trunkline/HPL | TX | High | CC | January | N | 700 | 300 |  |  | 700 | 0 | 0 | 126000 | 0 | 0 | 126000 | 0 | 232
ERCOT | 2001 | Calpine/Bayer - Baytown | Channel/Midcon/Tejas | TX | Med | Cogen | November | N | 700 | 0 |  |  | 0 | 700 | 0 | 0 | 109200 | 0 | 27300 | 0 | 233
ERCOT | 2001 | Panda/PSEG - Ector County (Odessa) | El Paso | TX | High | CC | June | N | 1000 | 1000 |  |  | 1000 | 0 | 0 | 180000 | 0 | 0 | 180000 | 0 | 248
ERCOT | 2001 | Calpine/CITCO - Ship Channel |  | TX | Med | Cogen |  | N | 560 | 0 |  |  | 0 | 560 | 0 | 0 | 87360 | 0 | 21840 | 0 | 235
ERCOT | 2001 | Tenaska Gateway Gen - Rusk County | Tejas | TX | High | CC | May | N | 830 | 830 |  |  | 830 | 0 | 0 | 149400 | 0 | 0 | 149400 | 0 | 252
ERCOT | 2001 | Coastal - Bastrop |  | TX | Med | CC |  | N | 550 | 550 |  |  | 0 | 550 | 0 | 0 | 99000 | 0 | 24750 | 0 | 237
ERCOT | 2001 | Cobisa - Forney |  | TX | Low | CC | June | N | 1500 | 1500 |  |  | 0 | 0 | 1500 | 0 | 0 | 270000 | 0 | 0 | 238
ERCOT | 2001 | Calpine/Bayer - Baytown | Channel/Midcon/Tejas | TX | Med | CT | November | N | 100 | 100 |  |  | 0 | 100 | 0 | 0 | 18400 | 0 | 4600 | 4600 | 234
ERCOT | 2002 | Constellation - Seguin (Rio Nogales) | Oasis | TX | Med | CC | June | N | 800 | 800 |  |  | 0 | 800 | 0 | 0 | 144000 | 0 | 36000 | 0 | 404
ERCOT | 2002 | AES - Granbury (Wolf Hollow) |  | TX | Med | CC | June | N | 730 | 730 |  |  | 0 | 730 | 0 | 0 | 131400 | 0 | 32850 | 0 | 405
ERCOT | 2002 | Calpine (was Entergy) - Fairfield (Freestone) |  | TX | Low | CC | 1Q | N | 1000 | 1000 |  |  | 0 | 0 | 1000 | 0 | 0 | 180000 | 0 | 0 | 406
ERCOT | 2002 | KN Power - Dallas | NGPL | TX | Low | CC | June | N | 510 | 510 |  |  | 0 | 0 | 510 | 0 | 0 | 91800 | 0 | 0 | 407
ERCOT | 2002 | Monterrey III | Export | TX | Med | CC | April | N | 450 | 0 |  |  | 0 | 450 | 0 | 0 | 81000 | 0 | 20250 | 0 | 408
ERCOT | 2003 | Sempra/Doane Products - Cedar Bluff |  | TX | Med | CC | May | N | 578 | 578 |  |  | 0 | 578 | 0 | 0 | 104040 | 0 | 26010 | 0 | 562
ERCOT | 2003 | Wise County Power |  | TX | Low | CT |  | N | 800 | 800 |  |  | 0 | 0 | 800 | 0 | 0 | 147200 | 0 | 0 | 561
ERCOT | 2004 | Dynergy/ANP - El Paso |  | TX | Low | CC |  | N | 1500 | 1500 |  |  | 0 | 0 | 1500 | 0 | 0 | 270000 | 0 | 0 | 636
ERCOT | 2004 | Sempra - Montgomery Co (Dobbin) |  | TX | Low | CC |  | N | 578 | 578 |  |  | 0 | 0 | 578 | 0 | 0 | 104040 | 0 | 0 | 638
ERCOT | 2004 | Cottonwood Energy - Newton |  | TX | Low | CT |  | N | 1200 | 1200 |  |  | 0 | 0 | 1200 | 0 | 0 | 220800 | 0 | 0 | 634
ERCOT | 2004 | Texas Industrial Power - Mt. Belvieu |  | TX | Low | CT |  | N | 193 | 193 |  |  | 0 | 0 | 193 | 0 | 0 | 35512 | 0 | 0 | 639
ERCOT | 2004 | Mobil Beaumont Expansion | HPL | TX | Med | CC |  | N | 740 | 740 |  |  | 0 | 740 | 0 | 0 | 133200 | 0 | 33300 | 0 | 637
ERCOT | 2004 | Ceng - Duval Co |  | TX | Low | Cogen |  | N | 385 | 385 |  |  | 0 | 0 | 385 | 0 | 0 | 60060 | 0 | 0 | 635
ERCOT | 2004 | ANP - Chambers (Harris Co) |  | TX | Low | CT |  | N | 2200 | 2200 |  |  | 0 | 0 | 2200 | 0 | 0 | 404800 | 0 | 0 | 633
ERCOT | 2004 | Avista/Steag - Fort Bend (Coodine) |  | TX | Low | CT |  | N | 800 | 800 |  |  | 0 | 0 | 800 | 0 | 0 | 147200 | 0 | 0 | 640
[9 empty] | 34921.1 | 30149 | 0 | 0 | 12803.1 | 9247 | 12871 | 2235601.6 | 1601872 | 2330592 | 2636069.6 | 261050 | 16131
FRCC | 1999 | Cargill - Riverview |  | FL | Low | 1 | July | N | 35 | 0 |  |  | 0 | 0 | 35 | 0 | 0 | 6440 | 0 | 0 | 71
FRCC | 1999 | FPC - Anclote | FGT | FL | High | CC | June | N | 1000 | 400 |  |  | 1000 | 0 | 0 | 180000 | 0 | 0 | 180000 | 0 | 72
FRCC | 1999 | FPC - Hines Unit #1 | FGT **** | FL | High | CC | April | Y | 470 | 0 |  |  | 470 | 0 | 0 | 84600 | 0 | 0 | 84600 | 0 | 73
FRCC | 1999 | JEA - Brady Branch I | FGT | FL | High | CC | Sept | N | 177 | 0 |  |  | 177 | 0 | 0 | 31860 | 0 | 0 | 31860 | 0 | 74
FRCC | 1999 | Lakeland - McIntosh I | FGT **** | FL | High | 1 | June | N | 245 | 0 |  |  | 245 | 0 | 0 | 45080 | 0 | 0 | 45080 | 45080 | 75
FRCC | 2000 | FPL - Fort Meyers | FGT | FL | High | CC | October | N | 1400 | 0 |  |  | 1400 | 0 | 0 | 252000 | 0 | 0 | 252000 | 0 | 88
FRCC | 2000 | TECO - Polk Power Station | FGT **** | FL | High | SC | July | N | 150 | 0 |  |  | 150 | 0 | 0 | 27600 | 0 | 0 | 27600 | 27600 | 92
FRCC | 2000 | TECO - Hardee | FGT | FL | High | CT | June | Y | 75 | 0 |  |  | 75 | 0 | 0 | 13800 | 0 | 0 | 13800 | 13800 | 91
FRCC | 2000 | JEA - Kennedy | FGT +++ | FL | High | CT | June | Y | 165 | 0 |  |  | 165 | 0 | 0 | 30360 | 0 | 0 | 30360 | 30360 | 89
FRCC | 2000 | Bio Energy Partners - CSL Gas Recovery | FGT | FL | High | CT | June | Y | 2 | 0 | 0 | 0 | 2 | 0 | 0 | 368 | 0 | 0 | 368 | 368 | 692
FRCC | 2000 | Tallahassee - Purdom #8 | FGT | FL | High | CC | May | Y | 250 | 0 |  |  | 250 | 0 | 0 | 45000 | 0 | 0 | 45000 | 0 | 90
FRCC | 2001 | FPC - Intersession City | FGT **** | FL | High | SC | December | N | 255 | 0 |  |  | 255 | 0 | 0 | 46920 | 0 | 0 | 46920 | 46920 | 260
FRCC | 2001 | Reliant - Orlando (Seminole EC) | FGT | FL | Med | CT | December | N | 460 | 300 |  |  | 0 | 460 | 0 | 0 | 84640 | 0 | 21160 | 21160 | 265
FRCC | 2001 | TECO - IMC | FGT | FL | High | Cogen |  | N | 150 | 150 |  |  | 150 | 0 | 0 | 23400 | 0 | 0 | 23400 | 0 | 264
FRCC | 2001 | Polskly - Sterling Chemical (Skygen) | Koch Gateway | FL | Med + | Cogen |  | N | 250 | -56 |  |  | 0 | 250 | 0 | 0 | 39000 | 0 | 9750 | 0 | 263
FRCC | 2001 | FPL - Martin Expansion | FGT | FL | High | CT |  | N | 340 | 0 |  |  | 340 | 0 | 0 | 62560 | 0 | 0 | 62560 | 62560 | 261
FRCC | 2001 | FPC - Hines #2 | FGT **** | FL | delay | CC | June | N | 0 | 0 |  |  | 0 | 0 | 0 | 0 | 0 | 0 | 0 | 0 | 259
FRCC | 2001 | ENA - Ft. Pierce | FGT | FL | High | CT | June | N | 190 | 190 |  |  | 190 | 0 | 0 | 34960 | 0 | 0 | 34960 | 34960 | 258
FRCC | 2001 | LS Power - Hardee Co. | FGT +++ | FL | High | CT | October |  | 510 | 510 |  |  | 510 | 0 | 0 | 93840 | 0 | 0 | 93840 | 93840 | 477
FRCC | 2001 | ENA - Lakeland | FGT | FL | Low | CT | January | N | 150 | 0 |  |  | 0 | 0 | 150 | 0 | 0 | 27600 | 0 | 0 | 257
FRCC | 2001 | Calpine - Auburndale | FGT | FL | Low | 1 |  | N | 100 | 100 |  |  | 0 | 0 | 100 | 0 | 0 | 18400 | 0 | 0 | 256
FRCC | 2001 | El Paso - Hardee Co | FGT | FL | Low | 1 |  | N | 640 | 640 |  |  | 0 | 0 | 640 | 0 | 0 | 117760 | 0 | 0 | 255
FRCC | 2001 | El Paso - Pasco Co (510??) | FGT | FL | Low | 1 | June | N | 300 | 150 |  |  | 0 | 0 | 300 | 0 | 0 | 55200 | 0 | 0 | 254
FRCC | 2001 | JEA - Brandy Branch | FGT +++ | FL | Med | CT | 1Q & 4Q | N | 450 | 230 |  |  | 0 | 450 | 0 | 0 | 82800 | 0 | 20700 | 20700 | 262
FRCC | 2002 | IMC Agrico (Polk Co) | FGT | FL | Med | CC |  | N | 400 | 0 |  |  | 0 | 400 | 0 | 0 | 72000 | 0 | 18000 | 0 | 420
FRCC | 2002 | ENA - Pompano Beach |  | FL | Low | CT | July |  | 510 | 510 |  | GE 7FA | 0 | 0 | 510 | 0 | 0 | 93840 | 0 | 0 | 529
FRCC | 2002 | FPL - Ft. Meyers | FGT | FL | High | CC | June | N | 914 | 0 |  |  | 914 | 0 | 0 | 164520 | 0 | 0 | 164520 | 0 | 417
FRCC | 2002 | FPL - Sanford | FGT | FL | High | CC | January | N | 1000 | 0 |  |  | 1000 | 0 | 0 | 180000 | 0 | 0 | 180000 | 0 | 418
FRCC | 2002 | Dynegy - Palmetto Power | FGT **** | FL | Med | 1 | May | N | 500 | 500 |  |  | 0 | 500 | 0 | 0 | 92000 | 0 | 23000 | 23000 | 412
FRCC | 2002 | Panda - Leesburgh | FGT +++ | FL | Low | CC |  | N | 1000 | 1000 |  |  | 0 | 0 | 1000 | 0 | 0 | 180000 | 0 | 0 | 424
FRCC | 2002 | Seminole E.C. - Hardee Cty | FGT **** | FL | Med | CC | January | N | 500 | 0 |  |  | 0 | 500 | 0 | 0 | 90000 | 0 | 22500 | 0 | 426
FRCC | 2002 | TECO (inc. Polk Power Plt) | FGT ****/+++ | FL | Low | CC |  | N | 540 | 0 |  |  | 0 | 0 | 540 | 0 | 0 | 97200 | 0 | 0 | 428
FRCC | 2002 | Thermo Ecotek | FGT | FL | Low | CC |  | N | 210 | 210 |  |  | 0 | 0 | 210 | 0 | 0 | 37800 | 0 | 0 | 429
FRCC | 2002 | ENA - Jacksonville | FGT | FL | Med | CT | January | N | 120 | 120 |  |  | 0 | 120 | 0 | 0 | 22080 | 0 | 5520 | 5520 | 414
FRCC | 2002 | Seminole E.C. - Payne Creek | FGT **** | FL | High | CC |  | N | 500 | 0 |  |  | 500 | 0 | 0 | 90000 | 0 | 0 | 90000 | 0 | 427
FRCC | 2002 | GRU - Kelly (Gainesville) | FGT | FL | Med | CC |  | N | 110 | 0 |  |  | 0 | 110 | 0 | 0 | 19800 | 0 | 4950 | 0 | 419
FRCC | 2002 | Decker Energy - Fort Meade | FGT | FL | Low | CT | November | N | 500 | 500 |  |  | 0 | 0 | 500 | 0 | 0 | 92000 | 0 | 0 | 410
FRCC | 2002 | Constellation - Cocoa/Oleander | FGT **** | FL | Med | SC | April | N | 850 | 850 |  |  | 0 | 850 | 0 | 0 | 156400 | 0 | 39100 | 39100 | 409
FRCC | 2002 | Duke - New Smyrna Beach | FGT | FL | Low | CC | June | N | 514 | 484 |  |  | 0 | 0 | 514 | 0 | 0 | 92520 | 0 | 0 | 411
FRCC | 2002 | FMPA - Cane Island | FGT **** | FL | High | CC |  | N | 240 | 0 |  |  | 240 | 0 | 0 | 43200 | 0 | 0 | 43200 | 0 | 416
FRCC | 2002 | ENA - Vero Beach | FGT | FL | Low | CT | June | N | 150 | 150 |  |  | 0 | 0 | 150 | 0 | 0 | 27600 | 0 | 0 | 415
FRCC | 2002 | Lakeland - McIntosh II | FGT **** | FL | High | CC | June | N | 120 | 0 |  |  | 120 | 0 | 0 | 21600 | 0 | 0 | 21600 | 0 | 423
FRCC | 2002 | KUA - Cane Island (Kissimmee) | FGT **** | FL | High | CC |  | N | 250 | 0 |  |  | 250 | 0 | 0 | 45000 | 0 | 0 | 45000 | 0 | 422
FRCC | 2002 | IPS/Avon Park - Hardee County | FGT **** | FL | Med | 1 | July | N | 680 | 680 |  |  | 0 | 680 | 0 | 0 | 125120 | 0 | 31280 | 31280 | 421
FRCC | 2002 | ENA - South Florida (Special) | FGT | FL | High | CT | June | N | 150 | 150 |  |  | 150 | 0 | 0 | 27600 | 0 | 0 | 27600 | 27600 | 413
FRCC | 2002 | EDC - Dade County |  | FL | Low | 1 | May | N | 74 | 74 |  |  | 0 | 0 | 74 | 0 | 0 | 13616 | 0 | 0 | 666
FRCC | 2002 | Seminole E.C. | FGT | FL | Low | CC |  | N | 900 | 0 |  |  | 0 | 0 | 900 | 0 | 0 | 162000 | 0 | 0 | 425
FRCC | 2003 | FPC - Polk County (Hines #2) | FGT | FL | High | CT | November | N | 530 | 0 |  |  | 530 | 0 | 0 | 97520 | 0 | 0 | 97520 | 97520 | 570
FRCC | 2003 | IPS/Avon Park - De Soto Co. | FGT **** | FL | Med | CT |  | N | 340 | 340 |  |  | 0 | 340 | 0 | 0 | 62560 | 0 | 15640 | 15640 | 669
FRCC | 2003 | Competitive Power Ventures - St. Lucie |  | FL | Low | CT |  | N | 250 | 250 | 0 |  | 0 | 0 | 250 | 0 | 0 | 46000 | 0 | 0 | 781
FRCC | 2003 | US Gen | FGT | FL | Low | CC |  | N | 1000 | 1000 |  |  | 0 | 0 | 1000 | 0 | 0 | 180000 | 0 | 0 | 576
FRCC | 2003 | Southern Co - Central Florida | FGT +++ | FL | Med + | 1 | January | N | 500 | 500 |  |  | 0 | 500 | 0 | 0 | 92000 | 0 | 23000 | 23000 | 575
FRCC | 2003 | PG&E - Okeechobee Co | FGT **** | FL | Med | CC |  | N | 550 | 550 |  |  | 0 | 550 | 0 | 0 | 99000 | 0 | 24750 | 0 | 574
FRCC | 2003 | Panda - Midway Power (St. Lucie) |  | FL | Med | CC | May | N | 1000 | 0 |  |  | 0 | 1000 | 0 | 0 | 180000 | 0 | 45000 | 0 | 573
FRCC | 2003 | TECO - Gannon Repowering | FGT | FL | High | CC | May | N | 698 | 0 |  |  | 698 | 0 | 0 | 125640 | 0 | 0 | 125640 | 0 | 571
FRCC | 2003 | TECO shut down of six coal plants to add 250,000/d of load by 2004 |  | FL | Low | 1 |  | N |  |  |  |  | 0 | 0 |  | 0 | 0 |  | 0 | 0 | 563
FRCC | 2003 | Calpine I - Vero Beach (Blue Heron) | FGT | FL | Low | CC | March | N | 1000 | 1000 |  |  | 0 | 0 | 1000 | 0 | 0 | 180000 | 0 | 0 | 564
FRCC | 2003 | Calpine II - Auburndale (Osprey) | FGT | FL | Med | CC | June | N | 540 | 540 |  |  | 0 | 540 | 0 | 0 | 97200 | 0 | 24300 | 0 | 565
FRCC | 2003 | Duke - Fort Pierce (St. Lucie) | FGT | FL | Low | CT |  | N | 620 | 620 |  |  | 0 | 0 | 620 | 0 | 0 | 114080 | 0 | 0 | 568
FRCC | 2003 | Panda - Leesburg |  | FL | High | CC | May | N | 1000 | 0 |  |  | 1000 | 0 | 0 | 180000 | 0 | 0 | 180000 | 0 | 572
FRCC | 2003 | Decker - Polk County (Port St. Lucie) | FGT | FL | Med | CC | January | N | 500 | 500 |  |  | 0 | 500 | 0 | 0 | 90000 | 0 | 22500 | 0 | 567
FRCC | 2003 | Bonnie Mine Energy | FGT | FL | Low | 1 |  | N | 800 | 800 |  |  | 0 | 0 | 800 | 0 | 0 | 147200 | 0 | 0 | 566
FRCC | 2003 | FPL - Ft. Meyers | FGT | FL | Med | CT | April | N | 340 | 0 |  |  | 0 | 340 | 0 | 0 | 62560 | 0 | 15640 | 15640 | 569
FRCC | 2004 | IPS/Avon Park - Pasco Co |  | FL | Low | CT |  | N | 340 | 340 |  |  | 0 | 0 | 340 | 0 | 0 | 62560 | 0 | 0 | 676
FRCC | 2004 | Competitive Power Ventures II |  | FL | Low | 1 |  | N | 550 | 550 |  |  | 0 | 0 | 550 | 0 | 0 | 101200 | 0 | 0 | 645
FRCC | 2004 | Competitive Power Ventures I |  | FL | Low | 1 |  | N | 550 | 550 |  |  | 0 | 0 | 550 | 0 | 0 | 101200 | 0 | 0 | 644
FRCC | 2004 | Bonnie Mine Energy |  | FL | Low | CT |  | N | 800 | 800 |  |  | 0 | 0 | 800 | 0 | 0 | 147200 | 0 | 0 | 643
FRCC | 2004 | TECO shut down of six coal plants to add 250,000/d of load by 2004 |  | FL | Low | 1 |  | N |  |  |  |  | 0 | 0 |  | 0 | 0 |  | 0 | 0 | 641
FRCC | 2004 | TECO - Bayside Station | FGT | FL | Med | CC | 1Q | N | 1475 | 0 |  |  | 0 | 1475 | 0 | 0 | 265500 | 0 | 66375 | 0 | 642
[9 empty] | 31879 | 16182 | 0 | 0 | 10781 | 9565 | 11533 | 1947428 | 1732660 | 2101416 | 2380593 | 675648 | 28406
MAIN | 1999 | Coga Industries - Macoupin Cour |  | IL | Low | 1 |  | N | 65 | 65 |  |  | 0 | 0 | 65 | 0 | 0 | 11960 | 0 | 0 | 26
MAIN | 1999 | Trigen Energy - St. Louis (Ashley) |  | MO | High | Cogen | June | N | 15 | 0 |  |  | 15 | 0 | 0 | 2340 | 0 | 0 | 2340 | 0 | 34
MAIN | 1999 | White Oak Energy - Joliet |  | IL | Low | 1 |  | N | 130 | 0 |  |  | 0 | 0 | 130 | 0 | 0 | 23920 | 0 | 0 | 35
MAIN | 1999 | White Oak Energy - Lockport |  | IL | Low | 1 |  | N | 130 | 0 |  |  | 0 | 0 | 130 | 0 | 0 | 23920 | 0 | 0 | 36
MAIN | 1999 | Soyland Power Coop - Alsey/Tilton | PEPL | IL | High | Cogen | June | Y | 600 | 600 |  |  | 600 | 0 | 0 | 93600 | 0 | 0 | 93600 | 0 | 33
MAIN | 1999 | Illinois Power - Tilton 1-4 | NGPL | IL | High | CT | June | Y | 176 | 0 |  |  | 176 | 0 | 0 | 32384 | 0 | 0 | 32384 | 32384 | 29
MAIN | 1999 | Manitowoc Public Utilities - Custer |  | WI | High | CT | June | Y | 17 | 0 | 0 |  | 17 | 0 | 0 | 3128 | 0 | 0 | 3128 | 3128 | 698
MAIN | 1999 | Skygen - Wood River |  | IL | Low | 1 |  | N | 15 | 15 |  |  | 0 | 0 | 15 | 0 | 0 | 2760 | 0 | 0 | 32
MAIN | 1999 | AEC - Nodaway Power | TETCO | MO | High | CT | June | Y | 182.8 | 0 |  |  | 182.8 | 0 | 0 | 33635.2 | 0 | 0 | 33635.2 | 33635.2 | 27
MAIN | 1999 | NRG/Dynegy - East Dundee(Rocky Road) | NiGas | IL | High | CT | July | N | 250 | 250 |  |  | 250 | 0 | 0 | 46000 | 0 | 0 | 46000 | 46000 | 28
MAIN | 1999 | Skygen - De Pere Energy | ANR | WI | High | CC | May | N | 179 | 179 |  |  | 179 | 0 | 0 | 32220 | 0 | 0 | 32220 | 0 | 31
MAIN | 1999 | Wisc Pub Service | Great Lakes | WI | High | 1 | June | N | 180 | 0 |  |  | 180 | 0 | 0 | 33120 | 0 | 0 | 33120 | 33120 | 37
MAIN | 1999 | Peoples/Dominion - Elwood | PGLC/NBPL | IL | High | CT | June | N | 600 | 600 |  |  | 600 | 0 | 0 | 110400 | 0 | 0 | 110400 | 110400 | 30
MAIN | 2000 | WEPCO - Germantown |  | WI | High | CT | May | Y | 72.6 | 0 |  |  | 72.6 | 0 | 0 | 13358.4 | 0 | 0 | 13358.4 | 13358.4 | 115
MAIN | 2000 | Southwestern Elec Coop - St. Elmo | NGPL | IL | High | CT | June | Y | 45 | 45 |  |  | 45 | 0 | 0 | 8280 | 0 | 0 | 8280 | 8280 | 111
MAIN | 2000 | Madison Gas & Electric/WPS - West Marinette | ANR | WI | High | CT | June | Y | 83 | 0 |  |  | 83 | 0 | 0 | 15272 | 0 | 0 | 15272 | 15272 | 113
MAIN | 2000 | Trigen-St Louis (Tuscola) |  | IL | High | Cogen | January | Y | 34 | 34 |  |  | 34 | 0 | 0 | 5304 | 0 | 0 | 5304 | 0 | 112
MAIN | 2000 | Unicom - North Chicago |  | IL | High | CT | June | N | 77 | 0 |  |  | 77 | 0 | 0 | 14168 | 0 | 0 | 14168 | 14168 | 114
MAIN | 2000 | Southern/WEPCO - Neenah | ANR | WI | High | CT | June | Y | 300 | 50 |  |  | 300 | 0 | 0 | 55200 | 0 | 0 | 55200 | 55200 | 110
MAIN | 2000 | Reliant - DuPage County |  | IL | High | CT | June | N | 270 | 270 |  |  | 270 | 0 | 0 | 49680 | 0 | 0 | 49680 | 49680 | 109
MAIN | 2000 | Reliant - Shelby County (Neoga) | Trunkline | IL | High | CT | June | Y | 225 | 225 |  |  | 225 | 0 | 0 | 41400 | 0 | 0 | 41400 | 41400 | 108
MAIN | 2000 | Reliant - Carb Orchard |  | IL | High | CT | June | N | 328 | 328 |  |  | 328 | 0 | 0 | 60352 | 0 | 0 | 60352 | 60352 | 107
MAIN | 2000 | NRG/Dynegy - East Dundee(Rocky Road II) | NiGas | IL | High | CT | July | Y | 100 | 100 |  |  | 100 | 0 | 0 | 18400 | 0 | 0 | 18400 | 18400 | 106
MAIN | 2000 | CalEnergy/Mid Am (Cordova) - Quad Cities (2001?) | NBPL | IL | High | CC | June | N | 537 | 537 |  |  | 537 | 0 | 0 | 96660 | 0 | 0 | 96660 | 0 | 101
MAIN | 2000 | Indeck Energy - Buffalo Grove (Libertyville) |  | IL | Med | CT | December | N | 300 | 300 |  |  | 0 | 300 | 0 | 0 | 55200 | 0 | 13800 | 13800 | 104
MAIN | 2000 | Indeck Energy - McHenry County (DuPage Airport) |  | IL | Low | CT | June | N | 300 | 300 |  |  | 0 | 0 | 300 | 0 | 0 | 55200 | 0 | 0 | 103
MAIN | 2000 | ENA - Wilton Center (Lincoln Energy Center) | NBPL | IL | High | CT | May | Y | 564.4 | 564.4 |  |  | 564.4 | 0 | 0 | 103849.6 | 0 | 0 | 103849.6 | 103849.6 | 102
MAIN | 2000 | Cogeneration Corp of America - Morris |  | IL | High | CC | June | N | 60 | 60 |  |  | 60 | 0 | 0 | 10800 | 0 | 0 | 10800 | 0 | 100
MAIN | 2000 | Ameren - Patoka | NGPL GC | IL | High | CT | June | N | 135 | 135 |  |  | 135 | 0 | 0 | 24840 | 0 | 0 | 24840 | 24840 | 99
MAIN | 2000 | Ameren - Gibson | NGPL GC | IL | High | CT | June | N | 234 | 234 |  |  | 234 | 0 | 0 | 43056 | 0 | 0 | 43056 | 43056 | 98
MAIN | 2000 | Ameren - Meramec (St. Louis) |  | MO | High | CT | June | Y | 48 | 0 |  |  | 48 | 0 | 0 | 8832 | 0 | 0 | 8832 | 8832 | 97
MAIN | 2000 | KN Energy- Island Lake |  | IL | Dead | CC |  | N | 0 | 0 |  |  | 0 | 0 | 0 | 0 | 0 | 0 | 0 | 0 | 105
MAIN | 2001 | Duke - Lee County (Dixon) | NGPL | IL | Med | CT |  | N | 640 | 640 |  |  | 0 | 640 | 0 | 0 | 117760 | 0 | 29440 | 29440 | 282
MAIN | 2001 | CILCO - Medina Valley |  | IL | High | CC | June | N | 45 | 0 |  |  | 45 | 0 | 0 | 8100 | 0 | 0 | 8100 | 0 | 280
MAIN | 2001 | Manitowoc Public Utilities - Shoto Energy |  | WI | Low | CT |  | N | 80 | 0 | 0 | GE PG65816 | 0 | 0 | 80 | 0 | 0 | 14720 | 0 | 0 | 780
MAIN | 2001 | Constellation - West Energy Project |  | IL | Low | CT | June |  | 300 | 300 | 0 |  | 0 | 0 | 300 | 0 | 0 | 55200 | 0 | 0 | 701
MAIN | 2001 | Power Energy Partners (Crete Energy) |  | IL | Low | CT |  |  | 390 | 390 | 0 |  | 0 | 0 | 390 | 0 | 0 | 71760 | 0 | 0 | 702
MAIN | 2001 | University of Missouri |  | MO | High | CT |  |  | 26 | 0 | 0 |  | 26 | 0 | 0 | 4784 | 0 | 0 | 4784 | 4784 | 703
MAIN | 2001 | SkyGen - Mt Vernon (Posey) |  | IN | Low | CC |  |  | 440 | 440 |  |  | 0 | 0 | 440 | 0 | 0 | 79200 | 0 | 0 | 664
MAIN | 2001 | Coastal - Fox River Peaking |  | IL | Low | CT | May | N | 390 | 0 | 0 |  | 0 | 0 | 390 | 0 | 0 | 71760 | 0 | 0 | 700
MAIN | 2001 | ENA/Peoples (Calumet Power) |  | IL | Dead | CT | June |  | 0 | 0 |  |  | 0 | 0 | 0 | 0 | 0 | 0 | 0 | 0 | 615
MAIN | 2001 | ABBEV |  | IL | Low | CC |  | N | 1758 | 1758 |  |  | 0 | 0 | 1758 | 0 | 0 | 316440 | 0 | 0 | 277
MAIN | 2001 | ENA - Wilton Center | NBPL | IL | High | CT | June | N | 80 | 80 |  |  | 80 | 0 | 0 | 14720 | 0 | 0 | 14720 | 14720 | 284
MAIN | 2001 | Skygen/Wisvest - Calumet Energy Team (Cook Co) |  | IL | High | CT | June | N | 300 | 250 |  | Seimens V84.3A | 300 | 0 | 0 | 55200 | 0 | 0 | 55200 | 55200 | 279
MAIN | 2001 | Standard Power & Light - DuPage Airport |  | IL | Low | CT |  | N | 800 | 800 |  |  | 0 | 0 | 800 | 0 | 0 | 147200 | 0 | 0 | 291
MAIN | 2001 | Constellation - University Park |  | IL | High | CT | June | N | 300 | 300 |  |  | 300 | 0 | 0 | 55200 | 0 | 0 | 55200 | 55200 | 281
MAIN | 2001 | Reliant - McHenry County (Woodstock) |  | IL | Low | CT |  | N | 500 | 500 |  |  | 0 | 0 | 500 | 0 | 0 | 92000 | 0 | 0 | 287
MAIN | 2001 | Duke - Audrain County | PEPL | MO | Med | CT | June | N | 640 | 640 |  |  | 0 | 640 | 0 | 0 | 117760 | 0 | 29440 | 29440 | 283
MAIN | 2001 | Peoples/Dominion - Elwood II | PGLC/NBPL | IL | High | CT | June | N | 600 | 600 |  |  | 600 | 0 | 0 | 110400 | 0 | 0 | 110400 | 110400 | 286
MAIN | 2001 | Skygen/Alliant - Dane City/Johnston (Rockgen Energy) | ANR | WI | High | CT |  | N | 510 | 375 |  |  | 510 | 0 | 0 | 93840 | 0 | 0 | 93840 | 93840 | 480
MAIN | 2001 | Reliant - DuPage County |  | IL | High | CT | June | N | 684 | 684 |  |  | 684 | 0 | 0 | 125856 | 0 | 0 | 125856 | 125856 | 289
MAIN | 2001 | Reliant - Roxana (Cardinal) |  | IL | High | CC | March | N | 634 | 500 |  |  | 634 | 0 | 0 | 114120 | 0 | 0 | 114120 | 0 | 288
MAIN | 2001 | Ameren - Kinmundy | NGPL GC | IL | High | CT | June | N | 234 | 234 |  |  | 234 | 0 | 0 | 43056 | 0 | 0 | 43056 | 43056 | 278
MAIN | 2002 | PG&E - Bedger Generating |  | WI | Med | CC |  | N | 1000 | 1000 |  |  | 0 | 1000 | 0 | 0 | 180000 | 0 | 45000 | 0 | 482
MAIN | 2002 | Southern Co - Terre Haute (Sugar Creek) |  | IN | Med | CT |  | N | 300 | 300 |  | GE PG7 - FA | 0 | 300 | 0 | 0 | 55200 | 0 | 13800 | 13800 | 290
MAIN | 2002 | Panda - Jefferson Co |  | IL | Low | CC |  |  | 1070 | 1070 |  |  | 0 | 0 | 1070 | 0 | 0 | 192600 | 0 | 0 | 725
MAIN | 2002 | Skygen - Zion Energy Center |  | IL | Low | CT | June | N | 800 | 800 | 0 |  | 0 | 0 | 800 | 0 | 0 | 147200 | 0 | 0 | 756
MAIN | 2002 | Ameren - Gibson,Kinmundy,Pinckneyville | NGPL GC | IL | High | CT | June | N | 324 | 324 |  |  | 324 | 0 | 0 | 59616 | 0 | 0 | 59616 | 59616 | 478
MAIN | 2002 | Carlton Power - Zion |  | IL | Low | CT | June |  | 390 | 390 | 0 |  | 0 | 0 | 390 | 0 | 0 | 71760 | 0 | 0 | 699
MAIN | 2002 | PSEG Global - Sidney |  | IL | Med | CC |  | N | 500 | 500 |  |  | 0 | 500 | 0 | 0 | 90000 | 0 | 22500 | 0 | 481
MAIN | 2002 | ABBEV - Grande Prairie Gen I |  | IL | Low | CT |  |  | 802 | 802 |  |  | 0 | 0 | 802 | 0 | 0 | 147568 | 0 | 0 | 726
MAIN | 2002 | Holland Energy |  | IL | Low | CC | April | N | 680 | 680 |  |  | 0 | 0 | 680 | 0 | 0 | 122400 | 0 | 0 | 479
MAIN | 2002 | LS Power - Kendall Co. (2001?) | NGPL | IL | High | CC | March | N | 1160 | 825 |  |  | 1160 | 0 | 0 | 208800 | 0 | 0 | 208800 | 0 | 476
MAIN | 2003 | Alliant |  | WI | Low | 1 |  | N | 500 | 0 |  |  | 0 | 0 | 500 | 0 | 0 | 92000 | 0 | 0 | 590
MAIN | 2003 | Calpine(Skygen) - Rock River |  | WI | Med | CC |  | N | 600 | 600 | 0 |  | 0 | 600 | 0 | 0 | 108000 | 0 | 27000 | 0 | 787
MAIN | 2003 | Ameren - Gibson,Kinmundy,Pinckneyville | NGPL GC | IL | High | CT | June | N | 360 | 360 |  |  | 360 | 0 | 0 | 66240 | 0 | 0 | 66240 | 66240 | 594
MAIN | 2003 | Panda - Montgomery Co (New Florence) | PEPL | MO | Med | CC | Late | N | 1000 | 1000 |  |  | 0 | 1000 | 0 | 0 | 180000 | 0 | 45000 | 0 | 593
MAIN | 2003 | CalEnergy - Outagamie, WI |  | WI | Med | CC |  | N | 600 | 600 |  |  | 0 | 600 | 0 | 0 | 108000 | 0 | 27000 | 0 | 591
MAIN | 2003 | Southern Illinois Power Coop - Marion |  | IL | Med | CT |  | N | 150 | 150 |  |  | 0 | 150 | 0 | 0 | 27600 | 0 | 6900 | 6900 | 671
MAIN | 2003 | MidAm - Kaukauna (Outagamie Co) |  | WI | Med | CC |  | N | 600 | 600 |  |  | 0 | 600 | 0 | 0 | 108000 | 0 | 27000 | 0 | 672
MAIN | 2003 | Calpine - Fon Du Lac |  | WI | Low | CC | June |  | 500 | 500 | 0 |  | 0 | 0 | 500 | 0 | 0 | 90000 | 0 | 0 | 709
MAIN | 2003 | ABBEV - Grande Prairie Gen II |  | IL | Low | CC |  |  | 725 | 725 | 0 |  | 0 | 0 | 725 | 0 | 0 | 130500 | 0 | 0 | 710
MAIN | 2003 | PG&E - Pleasant Prairie |  | WI | Med | CC |  |  | 1050 | 1050 |  |  | 0 | 1050 | 0 | 0 | 189000 | 0 | 47250 | 0 | 711
MAIN | 2003 | Panda - New Florence |  | MO | Med | CC |  | N | 1170 | 1170 | 0 |  | 0 | 1170 | 0 | 0 | 210600 | 0 | 52650 | 0 | 762
MAIN | 2003 | Alliant/Corn Products (Argo Power) |  | IL | Med | Cogen |  | N | 750 | 750 |  |  | 0 | 750 | 0 | 0 | 117000 | 0 | 29250 | 0 | 592
MAIN | 2004 | Midwest Power - Muskego |  | WI | Low | CT |  | N | 300 | 300 | 0 |  | 0 | 0 | 300 | 0 | 0 | 55200 | 0 | 0 | 750
MAIN | 2004 | Midwest Power - New Berlin |  | WI | Low | CT |  | N | 375 | 375 | 0 |  | 0 | 0 | 375 | 0 | 0 | 69000 | 0 | 0 | 751
MAIN | 2004 | Southern - Terre Haute II (Sugar Creek) |  | IN | Low | CT |  | N | 260 | 260 | 0 | GE PG7 - FA | 0 | 0 | 260 | 0 | 0 | 47840 | 0 | 0 | 744
MAIN | 2004 | Dynegy/Ameren/LG&E - Joppa |  | IL | Med | CT |  |  | 216 | 216 |  |  | 0 | 216 | 0 | 0 | 39744 | 0 | 9936 | 9936 | 735
MAIN | 2004 | Skygen/Alliant - DePere | ANR | WI | Med + | Cogen | January | N | 255 | 75 |  |  | 0 | 255 | 0 | 0 | 39780 | 0 | 9945 | 0 | 589
MAIN | 2004 | Midwest Power - Beloit |  | WI | Med | CT |  | N | 365 | 365 | 0 |  | 0 | 365 | 0 | 0 | 67160 | 0 | 16790 | 16790 | 746
[9 empty] | 32405.8 | 29169.4 | 0 | 0 | 10569.8 | 10136 | 11700 | 1916211.2 | 1810804 | 2132108 | 2368912.2 | 1464373.2 | 30009
MAPP | 2000 | NSP MN - Black Dog (coal conv) Phane II (2002) |  | MN | Low | 1 |  | N | 0 | 0 |  |  | 0 | 0 | 0 | 0 | 0 | 0 | 0 | 0 | 117
MAPP | 2000 | OPPD - Omaha | NNG | NE | High | CT | June | N | 96 | 0 |  |  | 96 | 0 | 0 | 17664 | 0 | 0 | 17664 | 17664 | 118
MAPP | 2001 | Tenaska/NRG Energy - Martin City | NBPL | MN | High | CT | June | N | 550 | 0 |  |  | 550 | 0 | 0 | 101200 | 0 | 0 | 101200 | 101200 | 270
MAPP | 2001 | EnPower - Rosemount |  | MN | Med | 1 |  | N | 150 | 150 |  |  | 0 | 150 | 0 | 0 | 27600 | 0 | 6900 | 6900 | 266
MAPP | 2001 | Great River Energy - Mower County | NNG | MN | High | CT | April | N | 475 | 100 |  |  | 475 | 0 | 0 | 87400 | 0 | 0 | 87400 | 87400 | 267
MAPP | 2001 | Northern Alternative - Green-Blended Energy |  | MN | High | CT |  | N | 300 | 300 |  |  | 300 | 0 | 0 | 55200 | 0 | 0 | 55200 | 55200 | 269
MAPP | 2001 | Minnesota Power - Potlatch Cloquet | NNG | MN | High | CT |  | N | 24 | 24 |  |  | 24 | 0 | 0 | 4416 | 0 | 0 | 4416 | 4416 | 268
MAPP | 2002 | Minnesota Power - Superior |  | WI | Med | CT |  | N | 90 | 0 |  |  | 0 | 90 | 0 | 0 | 16560 | 0 | 4140 | 4140 | 433
MAPP | 2002 | OPPD - Omaha |  | NE | Low | CC |  | N | 175 | 0 |  |  | 0 | 0 | 175 | 0 | 0 | 31500 | 0 | 0 | 430
MAPP | 2002 | NSP MN - Black Dog (coal conv) |  | MN | Med | CC |  | N | 290 | 0 |  |  | 0 | 290 | 0 | 0 | 52200 | 0 | 13050 | 0 | 431
MAPP | 2003 | Dairyland Power - Elk Mound Station |  | WI | Med | CT |  | N | 80 | 0 | 0 |  | 0 | 80 | 0 | 0 | 14720 | 0 | 3680 | 3680 | 771
MAPP | 2003 | Lincoln Electric System |  | NE | Med | CC |  | N | 130 | 0 |  |  | 0 | 130 | 0 | 0 | 23400 | 0 | 5850 | 0 | 577
MAPP | 2004 | Lincoln Electric System |  | NE | Med | CT |  | N | 55 | 0 |  |  | 0 | 55 | 0 | 0 | 10120 | 0 | 2530 | 2530 | 646
MAPP | 2004 | Midwest Power - Osceola |  | WI | Low | CT |  | N | 365 | 365 | 0 |  | 0 | 0 | 365 | 0 | 0 | 67160 | 0 | 0 | 752
[9 empty] | 2780 | 939 | 0 | 0 | 1445 | 795 | 540 | 265880 | 144600 | 98660
MAPPC | 2000 | SaskPower | TransGas | SK | Dead | 1 |  | N | 0 | 0 |  |  | 0 | 0 | 0 | 0 | 0 | 0 | 0 | 0 | 119
MAPPC | 2000 | CanOxy | TransGas | SK | High | 1 |  | N | 43 | 0 |  |  | 43 | 0 | 0 | 7912 | 0 | 0 | 7912 | 7912 | 116
MAPPC | 2000 | TranAlta Energy - Lloydminster |  | SK | High | CC |  | N | 210 | 210 |  |  | 210 | 0 | 0 | 37800 | 0 | 0 | 37800 | 0 | 120
MAPPC | 2002 | Atco/SaskPower (Potasch) |  | SK | Med | CT | November | N | 228 | 228 |  |  | 0 | 228 | 0 | 0 | 41952 | 0 | 10488 | 10488 | 432
[9 empty] | 481 | 438 | 0 | 0 | 253 | 228 | 0 | 45712 | 41952 | 0 | 56200 | 18400 | 787
NPCC | 1999 | Duke - Bridgeport II | Iroquois | CT | High | CC | June | Y | 180 | 180 |  |  | 180 | 0 | 0 | 32400 | 0 | 0 | 32400 | 0 | 54
NPCC | 1999 | Polsky/UI - Jay (Androscoggin) | PNGTS | ME | High | Cogen | December | Y | 165 | 165 |  |  | 165 | 0 | 0 | 25740 | 0 | 0 | 25740 | 0 | 58
NPCC | 1999 | Orion Power Holding(Goldman Sachs & Constellation) |  | NY | High | Cogen |  | N | 105 | 105 |  |  | 105 | 0 | 0 | 16380 | 0 | 0 | 16380 | 0 | 56
NPCC | 1999 | RG&E - Allegany Cogen |  | NY | High | CT | June | Y | 109 | 0 |  |  | 109 | 0 | 0 | 20056 | 0 | 0 | 20056 | 20056 | 57
NPCC | 2000 | Cabot LNG - Everett (2002) |  | MA | Low | Cogen | June | N | 0 | 0 |  |  | 0 | 0 | 0 | 0 | 0 | 0 | 0 | 0 | 143
NPCC | 2000 | HQ/Champion - Bucksport | MNE/Bangor Gas | ME | High | Cogen | July | Y | 174 | 120 |  |  | 174 | 0 | 0 | 27144 | 0 | 0 | 27144 | 0 | 154
NPCC | 2000 | Foss Maufacutring - Hamption Facility |  | NH | High | CT | January | Y | 4.3 | 0 | 0 | 0 | 4.3 | 0 | 0 | 791.2 | 0 | 0 | 791.2 | 791.2 | 688
NPCC | 2000 | FPL - Wyman A | MNE | ME | Dead | CT | January | N | 0 | 0 |  |  | 0 | 0 | 0 | 0 | 0 | 0 | 0 | 0 | 151
NPCC | 2000 | GKO - South Norwalk |  | CT | Low | 1 | January | N | 175 | 175 |  |  | 0 | 0 | 175 | 0 | 0 | 32200 | 0 | 0 | 153
NPCC | 2000 | PDC - Berkshire (Agawam) | Tenn | MA | High | CC | July | Y | 272 | 272 |  |  | 272 | 0 | 0 | 48960 | 0 | 0 | 48960 | 0 | 156
NPCC | 2000 | Calpine/IPP - Westbrook | MNE | ME | High | CC | July | N | 540 | 540 |  |  | 540 | 0 | 0 | 97200 | 0 | 0 | 97200 | 0 | 155
NPCC | 2000 | Duke - Veazie (Maine Independence) Casco Bay | MNE | ME | High | CC | March | Y | 481.2 | 481.2 |  |  | 481.2 | 0 | 0 | 86616 | 0 | 0 | 86616 | 0 | 145
NPCC | 2000 | Southern Energy - Newington |  | NH | Med | CC | February | N | 525 | 525 |  |  | 0 | 525 | 0 | 0 | 94500 | 0 | 23625 | 0 | 161
NPCC | 2000 | EMI/Calpine - Tiverton | Algon | RI | High | CC | March | Y | 239.6 | 239.6 |  |  | 239.6 | 0 | 0 | 43128 | 0 | 0 | 43128 | 0 | 148
NPCC | 2000 | PG&E(US Gen) - Charlton (Millennium) | Tenn | MA | High | CC | April | Y | 316.4 | 316.4 |  |  | 316.4 | 0 | 0 | 56952 | 0 | 0 | 56952 | 0 | 157
NPCC | 2000 | FPL - ESI New Bedford |  | MA | Low | 1 | November | N | 250 | 250 |  |  | 0 | 0 | 250 | 0 | 0 | 46000 | 0 | 0 | 149
NPCC | 2000 | FPL - Mason (Wiscassett) |  | ME | Low | CC |  | N | 500 | 500 |  |  | 0 | 0 | 500 | 0 | 0 | 90000 | 0 | 0 | 150
NPCC | 2000 | Polsky/UI - Jay (Androscoggin) | PNGTS | ME | High | CT | June | N | 55 | 55 |  |  | 55 | 0 | 0 | 10120 | 0 | 0 | 10120 | 10120 | 158
NPCC | 2000 | EMI/Calpine - Rumford | PNGTS | ME | High | CC | April | N | 265 | 265 |  |  | 265 | 0 | 0 | 47700 | 0 | 0 | 47700 | 0 | 147
NPCC | 2000 | Skygen - Livermore Falls |  | ME | Dead | CC | December | N | 0 | 0 |  |  | 0 | 0 | 0 | 0 | 0 | 0 | 0 | 0 | 159
NPCC | 2000 | FPL - Yarmouth |  | ME | Dead | CC |  | N | 0 | 0 |  |  | 0 | 0 | 0 | 0 | 0 | 0 | 0 | 0 | 152
NPCC | 2000 | Skygen - Versaille |  | CT | Dead | 1 |  | N | 0 | 0 |  |  | 0 | 0 | 0 | 0 | 0 | 0 | 0 | 0 | 160
NPCC | 2001 | Sempra - Rocky River - New Milford (site problems) |  | CT | Dead | CC | July | N | 0 | 0 |  |  | 0 | 0 | 0 | 0 | 0 | 0 | 0 | 0 | 310
NPCC | 2001 | PDC - Milford | Tenn/Iroq | CT | High | CC | February | N | 544 | 544 |  |  | 544 | 0 | 0 | 97920 | 0 | 0 | 97920 | 0 | 308
NPCC | 2001 | PDC - Westfield (Summit Power) site problems |  | MA | Low | CC | March | N | 276 | 276 |  |  | 0 | 0 | 276 | 0 | 0 | 49680 | 0 | 0 | 307
NPCC | 2001 | Patriot Power - Holyoke (Duke) |  | MA | Low | 1 |  | N | 300 | 300 |  |  | 0 | 0 | 300 | 0 | 0 | 55200 | 0 | 0 | 306
NPCC | 2001 | PG&E - Somerset (Brayton Point) | Algon | MA | Med | CC |  | N | 477 | 477 |  |  | 0 | 477 | 0 | 0 | 85860 | 0 | 21465 | 0 | 320
NPCC | 2001 | PDC/El Paso - Meriden-Berlin | Tenn/Algon | CT | Med | CC | 3Q | N | 544 | 544 |  |  | 0 | 544 | 0 | 0 | 97920 | 0 | 24480 | 0 | 309
NPCC | 2001 | Sithe - Framingham |  | MA | Dead | 1 |  | N | 0 | 0 |  |  | 0 | 0 | 0 | 0 | 0 | 0 | 0 | 0 | 311
NPCC | 2001 | Sithe - West Medway |  | MA | Med | CT |  | N | 540 | 540 |  |  | 0 | 540 | 0 | 0 | 99360 | 0 | 24840 | 24840 | 312
NPCC | 2001 | Stone & Webster - Wareham |  | MA | Low | 1 |  | N | 500 | 500 |  |  | 0 | 0 | 500 | 0 | 0 | 92000 | 0 | 0 | 314
NPCC | 2001 | Orrington Gen Ptnrs - Orrington |  | ME | Dead | 1 | July | N | 0 | 0 |  |  | 0 | 0 | 0 | 0 | 0 | 0 | 0 | 0 | 305
NPCC | 2001 | Tractebel/Sprague Energy - Piscataqua |  | NH | Med | CC | December | N | 700 | 700 |  |  | 0 | 700 | 0 | 0 | 126000 | 0 | 31500 | 0 | 316
NPCC | 2001 | PG&E - Killingly (LakeRoad Gen) | Algon | CT | High | CC | June | N | 810 | 810 |  |  | 810 | 0 | 0 | 145800 | 0 | 0 | 145800 | 0 | 321
NPCC | 2001 | Vermont Power/EDC - Bennington | Iroquois | VT | Dead | CC | November | N | 0 | 0 |  |  | 0 | 0 | 0 | 0 | 0 | 0 | 0 | 0 | 322
NPCC | 2001 | Vermont Power/EDC - Rutland | Iroquois | VT | Dead | CC | November | N | 0 | 0 |  |  | 0 | 0 | 0 | 0 | 0 | 0 | 0 | 0 | 323
NPCC | 2001 | Stone & Webster - Wiscasset |  | ME | Dead | 1 | October | N | 0 | 0 |  |  | 0 | 0 | 0 | 0 | 0 | 0 | 0 | 0 | 315
NPCC | 2001 | Williams - Norwich |  | CT | Low | 1 |  | N | 500 | 500 |  |  | 0 | 0 | 500 | 0 | 0 | 92000 | 0 | 0 | 324
NPCC | 2001 | NYPA - Pilgrim State Hospital | Transco | NY | High | CT | June | N | 44 | 44 | 0 | LM 6000 | 44 | 0 | 0 | 8096 | 0 | 0 | 8096 | 8096 | 777
NPCC | 2001 | NYPA - Hell Gate | Transco | NY | High | CT | June | N | 79.9 | 79.9 | 0 | LM 6000 | 79.9 | 0 | 0 | 14701.6 | 0 | 0 | 14701.6 | 14701.6 | 773
NPCC | 2001 | NYPA - Harlem Rail | Transco | NY | Med | CT | June | N | 79.9 | 79.9 | 0 | LM 6000 | 0 | 79.9 | 0 | 0 | 14701.6 | 0 | 3675.4 | 3675.4 | 772
NPCC | 2001 | NYPA - 23rd Street Brooklyn | Transco | NY | High | CT | June | N | 79.9 | 79.9 | 0 | LM 6000 | 79.9 | 0 | 0 | 14701.6 | 0 | 0 | 14701.6 | 14701.6 | 766
NPCC | 2001 | NYPA - Vernon Blvd. | Transco | NY | High | CT | June | N | 79.9 | 79.9 | 0 | LM 6000 | 79.9 | 0 | 0 | 14701.6 | 0 | 0 | 14701.6 | 14701.6 | 783
NPCC | 2001 | ANP - Bellingham | Algon | MA | High | CC | June | N | 580 | 580 |  |  | 580 | 0 | 0 | 104400 | 0 | 0 | 104400 | 0 | 293
NPCC | 2001 | Indeck - North Smithfield (Tusipani Water) |  | RI | Dead | CC |  | N | 0 | 0 |  |  | 0 | 0 | 0 | 0 | 0 | 0 | 0 | 0 | 302
NPCC | 2001 | IEG - Berwick |  | ME | Low | 1 |  | N | 500 | 500 |  |  | 0 | 0 | 500 | 0 | 0 | 92000 | 0 | 0 | 301
NPCC | 2001 | AES - Southington (permit problems) |  | CT | Low | CT |  | N | 320 | 320 |  |  | 0 | 0 | 320 | 0 | 0 | 58880 | 0 | 0 | 292
NPCC | 2001 | ANP - Blackstone | Tenn | MA | High | CC | March | N | 580 | 580 |  |  | 580 | 0 | 0 | 104400 | 0 | 0 | 104400 | 0 | 294
NPCC | 2001 | ANP - Gorham | MNE | ME | High | CC | December | N | 850 | 850 |  |  | 850 | 0 | 0 | 153000 | 0 | 0 | 153000 | 0 | 295
NPCC | 2001 | Calpine - Westbrook Power | MNE/PNGTS | ME | High | CC | March | N | 540 | 540 |  |  | 540 | 0 | 0 | 97200 | 0 | 0 | 97200 | 0 | 296
NPCC | 2001 | Cogen Tech - Linden | PSE&G | NJ | Med | CT |  | N | 125 | 125 |  |  | 0 | 125 | 0 | 0 | 23000 | 0 | 5750 | 5750 | 297
NPCC | 2001 | CT Municipal Electric - Norwich |  | CT | Low | 1 |  | N | 500 | 500 |  |  | 0 | 0 | 500 | 0 | 0 | 92000 | 0 | 0 | 298
NPCC | 2001 | NYPA - Virginia Ave. | Transco | NY | High | CT | June | N | 44 | 44 | 0 | LM 6000 | 44 | 0 | 0 | 8096 | 0 | 0 | 8096 | 8096 | 784
NPCC | 2001 | PP&L/Stone & Webster - Wallingford |  | CT | High | CC |  | N | 250 | 250 |  |  | 250 | 0 | 0 | 45000 | 0 | 0 | 45000 | 0 | 605
NPCC | 2001 | Reliant - Johnston |  | RI | Med | CC | April | N | 500 | 500 |  |  | 0 | 500 | 0 | 0 | 90000 | 0 | 22500 | 0 | 300
NPCC | 2002 | PPL Global - Smithtown (Long Island) |  | NY | Low | 1 | June | N | 600 | 600 |  |  | 0 | 0 | 600 | 0 | 0 | 110400 | 0 | 0 | 504
NPCC | 2002 | Green Mnt. Pwr. - Highgate |  | VT | Med | CC |  | N | 600 | 600 |  |  | 0 | 600 | 0 | 0 | 108000 | 0 | 27000 | 0 | 495
NPCC | 2002 | HQ - Surowiec (CMP) |  | ME | Low | CC |  | N | 600 | 600 |  |  | 0 | 0 | 600 | 0 | 0 | 108000 | 0 | 0 | 496
NPCC | 2002 | IDC/FPL - Bellingham (2001?) |  | MA | Med + | CC |  | N | 700 | 700 |  |  | 0 | 700 | 0 | 0 | 126000 | 0 | 31500 | 0 | 497
NPCC | 2002 | Twin Tier Power (Tioga Co) |  | NY | Low | CC |  | N | 520 | 520 |  |  | 0 | 0 | 520 | 0 | 0 | 93600 | 0 | 0 | 511
NPCC | 2002 | Keyspan - Ravenswood |  | NY | Low | Cogen |  | N | 250 | 250 |  |  | 0 | 0 | 250 | 0 | 0 | 39000 | 0 | 0 | 499
NPCC | 2002 | Duke - Newington (ConEd) |  | NH | Low | CC | March |  | 520 | 520 |  |  | 0 | 0 | 520 | 0 | 0 | 93600 | 0 | 0 | 728
NPCC | 2002 | NYPA - Poletti Expansion | Transco | NY | Low | CC |  | N | 500 | 0 |  |  | 0 | 0 | 500 | 0 | 0 | 90000 | 0 | 0 | 503
NPCC | 2002 | Indeck - Yarmouth |  | ME | Low | CC |  | N | 500 | 500 |  |  | 0 | 0 | 500 | 0 | 0 | 90000 | 0 | 0 | 498
NPCC | 2002 | Sithe - Mystic Stn - Charlestown | Cabot LNG | MA | High | CC |  | N | 1600 | 1600 |  |  | 1600 | 0 | 0 | 288000 | 0 | 0 | 288000 | 0 | 506
NPCC | 2002 | Sithe - Weymouth (Edgar Station) | Algon | MA | High | CC | Early | N | 800 | 800 |  |  | 800 | 0 | 0 | 144000 | 0 | 0 | 144000 | 0 | 507
NPCC | 2002 | Southern - Kendall Repowering |  | MA | Med | 1 | January | N | 234 | 234 |  |  | 0 | 234 | 0 | 0 | 43056 | 0 | 10764 | 10764 | 508
NPCC | 2002 | Sunset Energy (earlier ?) | MarketLink | NY | Med | CC |  | N | 550 | 550 |  |  | 0 | 550 | 0 | 0 | 99000 | 0 | 24750 | 0 | 509
NPCC | 2002 | TransEnergie - Crossound |  | CT | Med | CT | May | N | 600 | 600 |  |  | 0 | 600 | 0 | 0 | 110400 | 0 | 27600 | 27600 | 510
NPCC | 2002 | Wisconsin Energy - New Haven | Algon ? | CT | Med | 1 |  | N | 446 | 446 |  |  | 0 | 446 | 0 | 0 | 82064 | 0 | 20516 | 20516 | 163
NPCC | 2002 | NIMO - Bethlehem Energy Center |  | NY | Low | 1 | September | N | 750 | 750 |  |  | 0 | 0 | 750 | 0 | 0 | 138000 | 0 | 0 | 502
NPCC | 2002 | Bechtel Power - Haddem Neck |  | CT | Low | CT |  | N | 900 | 900 |  |  | 0 | 0 | 900 | 0 | 0 | 165600 | 0 | 0 | 486
NPCC | 2002 | 3 Entrepeneurs - Brockton Power | Algon | MA | Med | 1 | January | N | 272 | 272 |  |  | 0 | 272 | 0 | 0 | 50048 | 0 | 12512 | 12512 | 483
NPCC | 2002 | AES - Loudenberry | Tennessee | NH | High | CC | April | N | 720 | 720 |  |  | 720 | 0 | 0 | 129600 | 0 | 0 | 129600 | 0 | 484
NPCC | 2002 | Keyspan - Melville (Suffolk Co) |  | NY | Med | CT | May | N | 79 | 79 |  |  | 0 | 79 | 0 | 0 | 14536 | 0 | 3634 | 3634 | 500
NPCC | 2002 | ANP - Ramapo |  | NY | Med | CT | December | N | 1100 | 1100 |  |  | 0 | 1100 | 0 | 0 | 202400 | 0 | 50600 | 50600 | 485
NPCC | 2002 | FPL - Providence (Johnston) |  | RI | Med | CC |  | N | 500 | 500 |  |  | 0 | 500 | 0 | 0 | 90000 | 0 | 22500 | 0 | 494
NPCC | 2002 | Constellation - Dracut |  | MA | High | CC |  | N | 750 | 750 |  |  | 750 | 0 | 0 | 135000 | 0 | 0 | 135000 | 0 | 491
NPCC | 2002 | Cabot LNG - Everett (Island End) | LNG | MA | High | Cogen | December | N | 350 | 350 |  |  | 350 | 0 | 0 | 54600 | 0 | 0 | 54600 | 0 | 488
NPCC | 2002 | Campello - Brockton Power |  | MA | Med | CC | Q2 | N | 285 | 285 |  |  | 0 | 285 | 0 | 0 | 51300 | 0 | 12825 | 0 | 489
NPCC | 2002 | Con Ed - East River Repowering |  | NY | Low | 1 |  | N | 450 | 0 |  |  | 0 | 0 | 450 | 0 | 0 | 82800 | 0 | 0 | 490
NPCC | 2002 | Besicorp - Empire State Newsprint |  | NY | Med | Cogen | November | N | 450 | 200 |  |  | 0 | 450 | 0 | 0 | 70200 | 0 | 17550 | 0 | 487
NPCC | 2003 | PSE&G - Linden | PSE&G | NJ | Low | CC |  |  | 1186 | 0 |  |  | 0 | 0 | 1186 | 0 | 0 | 213480 | 0 | 0 | 712
NPCC | 2003 | Vermont Energy - Glenville Energy |  | NY | Low | 1 |  | N | 500 | 500 |  |  | 0 | 0 | 500 | 0 | 0 | 92000 | 0 | 0 | 600
NPCC | 2003 | PG&E - Athens (no pl cap) | Iroquois | NY | High | CC | 1Q | N | 1080 | 1080 |  |  | 1080 | 0 | 0 | 194400 | 0 | 0 | 194400 | 0 | 604
NPCC | 2003 | Southern - Sandwich (Canal) |  | MA | Med | CC | June | N | 665 | 665 |  |  | 0 | 665 | 0 | 0 | 119700 | 0 | 29925 | 0 | 603
NPCC | 2003 | Sithe - Independence Exp (Scriba/Heritage) |  | NY | Med | CC |  | N | 800 | 800 |  |  | 0 | 800 | 0 | 0 | 144000 | 0 | 36000 | 0 | 602
NPCC | 2003 | Sithe - Ramapo/Torne Valley |  | NY | Low | CC |  | N | 827 | 827 |  |  | 0 | 0 | 827 | 0 | 0 | 148860 | 0 | 0 | 601
NPCC | 2003 | Constellation Power - Orange Co |  | NY | Low | CC |  | N | 1080 | 1080 |  |  | 0 | 0 | 1080 | 0 | 0 | 194400 | 0 | 0 | 675
NPCC | 2003 | Southern Energy - Bowline Pt #3 |  | NY | Med | CC |  | N | 750 | 750 |  |  | 0 | 750 | 0 | 0 | 135000 | 0 | 33750 | 0 | 313
NPCC | 2003 | Columbia Elec - Grassy Pt/Haverstraw |  | NY | Med | CC |  | N | 550 | 550 |  |  | 0 | 550 | 0 | 0 | 99000 | 0 | 24750 | 0 | 595
NPCC | 2003 | SCS - Astoria Energy (2002?) |  | NY | Low | 1 |  | N | 1000 | 1000 |  |  | 0 | 0 | 1000 | 0 | 0 | 184000 | 0 | 0 | 599
NPCC | 2003 | ABB - Oak Point Yard |  | NY | Low | CC |  | N | 1075 | 1075 |  |  | 0 | 0 | 1075 | 0 | 0 | 193500 | 0 | 0 | 673
NPCC | 2003 | Brrokhaven - Suffolk Co |  | NY | Low | CT | October | N | 540 | 540 |  |  | 0 | 0 | 540 | 0 | 0 | 99360 | 0 | 0 | 598
NPCC | 2003 | AES - Connecticut Yankee |  | CT | Low | 1 |  | N | 700 | 700 |  |  | 0 | 0 | 700 | 0 | 0 | 128800 | 0 | 0 | 597
NPCC | 2003 | Calpine/Towantic Energy - Oxford |  | CT | Med | CC |  | N | 540 | 540 |  |  | 0 | 540 | 0 | 0 | 97200 | 0 | 24300 | 0 | 596
NPCC | 2003 | Keyspan - Ravenswood |  | NY | Low | Cogen |  | N | 250 | 250 |  |  | 0 | 0 | 250 | 0 | 0 | 39000 | 0 | 0 | 674
NPCC | 2004 | York - North First Street |  | NY | Low | CT |  | N | 500 | 500 |  |  | 0 | 0 | 500 | 0 | 0 | 92000 | 0 | 0 | 678
NPCC | 2004 | Calpine - Orange County (Wawayanda) |  | NY | Med | CC | 1Q | N | 540 | 540 |  |  | 0 | 540 | 0 | 0 | 97200 | 0 | 24300 | 0 | 654
NPCC | 2004 | Constellation Power - Astoria |  | NY | Low | CC |  |  | 531 | 531 |  |  | 0 | 0 | 531 | 0 | 0 | 95580 | 0 | 0 | 736
NPCC | 2004 | Orion - Astoria (ConEd repower) |  | NY | Med | CC |  |  | 750 | 750 |  |  | 0 | 750 | 0 | 0 | 135000 | 0 | 33750 | 0 | 737
[9 empty] | 44190.1 | 41636.8 | 0 | 0 | 12688.2 | 13901.9 | 17600 | 2266804 | 2505445.6 | 3191940 | 2893165.4 | 251155.4 | 41922
NPCCC | 2000 | Enron Canada - Moore Power Plant | TCPL/Union | ON | Low | CT | December | N | 166 | 166 |  |  | 0 | 0 | 166 | 0 | 0 | 30544 | 0 | 0 | 146
NPCCC | 2000 | Tractabel/NB Power |  | NB | Low | CC | December | N | 350 | 350 |  |  | 0 | 0 | 350 | 0 | 0 | 63000 | 0 | 0 | 162
NPCCC | 2001 | Tractebel/NB Power |  | NB | Low | CC | December | N | 280 | 280 |  |  | 0 | 0 | 280 | 0 | 0 | 50400 | 0 | 0 | 317
NPCCC | 2001 | Westcoast Power - Bayside Power |  | NB | Low | CC | September | N | 265 | 265 | 0 |  | 0 | 0 | 265 | 0 | 0 | 47700 | 0 | 0 | 764
NPCCC | 2001 | Boralex - Senneterre |  | PQ | High | CT | June | N | 32 | 32 | 0 |  | 32 | 0 | 0 | 5888 | 0 | 0 | 5888 | 5888 | 765
NPCCC | 2001 | New Bunswick Power - Bayside Conv (Courtney Bay) | MNE | NB | High | CC |  | N | 265 | 265 |  |  | 265 | 0 | 0 | 47700 | 0 | 0 | 47700 | 0 | 303
NPCCC | 2001 | Toronto Hydro - Cascades |  | ON | Med | CC | January | N | 112 | 0 |  |  | 0 | 112 | 0 | 0 | 20160 | 0 | 5040 | 0 | 319
NPCCC | 2001 | Northland Power |  | ON | Low | Cogen |  | N | 250 | 250 |  |  | 0 | 0 | 250 | 0 | 0 | 39000 | 0 | 0 | 304
NPCCC | 2001 | TransAlta - Sarnia |  | ON | High | Cogen | January | N | 520 | 520 |  |  | 520 | 0 | 0 | 81120 | 0 | 0 | 81120 | 0 | 318
NPCCC | 2002 | CUPIL - Lakeview |  | ON | Low | CC | September | N | 550 | 550 |  |  | 0 | 0 | 550 | 0 | 0 | 99000 | 0 | 0 | 492
NPCCC | 2002 | Sithe - Southdown Station (Mississauga) | TCPL | ON | Med | CC | October | N | 800 | 800 | 0 |  | 0 | 800 | 0 | 0 | 144000 | 0 | 36000 | 0 | 763
NPCCC | 2002 | Sithe - Goreway (Brampton) | TCPL | ON | Med | CC | October | N | 800 | 800 |  |  | 0 | 800 | 0 | 0 | 144000 | 0 | 36000 | 0 | 505
NPCCC | 2002 | Dofasco |  | ON | Low | Cogen | July | N | 500 | 500 |  |  | 0 | 0 | 500 | 0 | 0 | 78000 | 0 | 0 | 493
NPCCC | 2002 | New Bunswick Power - Bayside Conv (Courtney Bay) | MNE | NB | High | CC | June | N | 260 | 260 |  |  | 260 | 0 | 0 | 46800 | 0 | 0 | 46800 | 0 | 501
NPCCC | 2003 | JD Irving Oil - New Brunswick | MNE | NB | High | CC |  | N | 95 | 95 | 0 |  | 95 | 0 | 0 | 17100 | 0 | 0 | 17100 | 0 | 743
[9 empty] | 5245 | 5133 | 0 | 0 | 1172 | 1712 | 2361 | 198608 | 308160 | 407644
PJM | 1999 | Williams - Hazelton (Repowering) | Transco Z6 | PA | Low | CC | June | N | 120 | 120 |  |  | 0 | 0 | 120 | 0 | 0 | 21600 | 0 | 0 | 53
PJM | 1999 | PP&L Global - Martins Creek (to 2002) |  | PA | Low | CC |  | N | 0 | 0 |  |  | 0 | 0 | 0 | 0 | 0 | 0 | 0 | 0 | 52
PJM | 2000 | Calpine - Ontelaunee Energy (2001) | TETCO | PA | Low | CC |  | N | 0 | 0 |  |  | 0 | 0 | 0 | 0 | 0 | 0 | 0 | 0 | 93
PJM | 2000 | PSEG - Burlington |  | NJ | High | CT | June | Y | 186 | 186 | 0 | 0 | 186 | 0 | 0 | 34224 | 0 | 0 | 34224 | 34224 | 685
PJM | 2000 | Trigen-Cinergy - Sweetheart Cups |  | MD | High | Cogen | December | N | 15 | 0 |  |  | 15 | 0 | 0 | 2340 | 0 | 0 | 2340 | 0 | 96
PJM | 2000 | Motiva - Delaware City |  | DE | High | CT | May | Y | 156.4 | 156.4 |  |  | 156.4 | 0 | 0 | 28777.6 | 0 | 0 | 28777.6 | 28777.6 | 95
PJM | 2000 | Commonwealth-Chesapeake - TM Power |  | VA | High | CT | July | Y | 135 | 135 |  |  | 135 | 0 | 0 | 24840 | 0 | 0 | 24840 | 24840 | 94
PJM | 2001 | Statoil - Kraft Foods |  | DE | Med | Cogen |  | N | 88 | 88 |  |  | 0 | 88 | 0 | 0 | 13728 | 0 | 3432 | 0 | 276
PJM | 2001 | Connectiv - New Castle Co (Wilmington) |  | DE | Med | CT | June | N | 335 | 335 |  |  | 0 | 335 | 0 | 0 | 61640 | 0 | 15410 | 15410 | 275
PJM | 2001 | Calpine - Ontelaunee Energy Center | TETCO | PA | Med | CC | November | N | 545 | 545 |  |  | 0 | 545 | 0 | 0 | 98100 | 0 | 24525 | 0 | 272
PJM | 2001 | PEI/Cayuga - Scranton |  | PA | Med | CT | July | N | 45 | 45 |  |  | 0 | 45 | 0 | 0 | 8280 | 0 | 2070 | 2070 | 663
PJM | 2001 | Columbia Electric - Kelson Ridge (2003?) |  | PA | Med | CC |  | N | 550 | 550 |  |  | 0 | 550 | 0 | 0 | 99000 | 0 | 24750 | 0 | 273
PJM | 2001 | Chesapeake - Seaford Expanson |  | DE | High | CT | July |  | 10 | 0 |  |  | 10 | 0 | 0 | 1840 | 0 | 0 | 1840 | 1840 | 274
PJM | 2001 | Old Dominion (old AES) - Ironwood | TETCO | PA | High | CC | July | N | 720 | 200 |  |  | 720 | 0 | 0 | 129600 | 0 | 0 | 129600 | 0 | 271
PJM | 2002 | PG&E -West Deptford (Mantua Creek) |  | NJ | Med | CC |  | N | 800 | 800 |  |  | 0 | 800 | 0 | 0 | 144000 | 0 | 36000 | 0 | 441
PJM | 2002 | AES - Redoak (Sayreville) |  | NJ | High | CC | March | N | 830 | 830 |  |  | 830 | 0 | 0 | 149400 | 0 | 0 | 149400 | 0 | 434
PJM | 2002 | Columbia Electric - Liberty Power | TETCO | PA | High | Cogen | 1Q | N | 500 | 500 |  |  | 500 | 0 | 0 | 78000 | 0 | 0 | 78000 | 0 | 435
PJM | 2002 | Connectiv - New Castle Co (Wilmington) |  | DE | Med | CC |  | N | 165 | 0 |  |  | 0 | 165 | 0 | 0 | 29700 | 0 | 7425 | 0 | 436
PJM | 2002 | Old Dominion - Armstrong (Cecil Co) | CNG | MD | Med | CC |  | N | 1020 | 1020 |  |  | 0 | 1020 | 0 | 0 | 183600 | 0 | 45900 | 0 | 438
PJM | 2002 | Connectiv - Northampton (Bethlehem) |  | PA | Med | CC |  |  | 500 | 500 |  |  | 0 | 500 | 0 | 0 | 90000 | 0 | 22500 | 0 | 720
PJM | 2002 | FPL/Sunoco - Marcus Hook Refinery |  | PA | Med | CC | March | N | 725 | 725 |  |  | 0 | 725 | 0 | 0 | 130500 | 0 | 32625 | 0 | 437
PJM | 2002 | PG&E - Linden (Liberty Project) |  | NJ | High | CC |  | N | 1100 | 1100 |  |  | 1100 | 0 | 0 | 198000 | 0 | 0 | 198000 | 0 | 440
PJM | 2002 | PP&L Global - Martins Creek (N End) |  | PA | Med | CC |  | N | 600 | 600 |  |  | 0 | 600 | 0 | 0 | 108000 | 0 | 27000 | 0 | 442
PJM | 2002 | PP&L - Upper Hanover | TETCO | PA | High | CT |  | N | 90 | 90 |  |  | 90 | 0 | 0 | 16560 | 0 | 0 | 16560 | 16560 | 443
PJM | 2002 | PP&L - Hatfield | TETCO | PA | High | CT |  | N | 90 | 90 |  |  | 90 | 0 | 0 | 16560 | 0 | 0 | 16560 | 16560 | 444
PJM | 2002 | PP&L - West Earl Township | Columbia Gas | PA | High | CT |  | N | 450 | 450 |  |  | 450 | 0 | 0 | 82800 | 0 | 0 | 82800 | 82800 | 445
PJM | 2002 | PP&L - West Hempfield | TETCO | PA | High | CT |  | N | 180 | 180 |  |  | 180 | 0 | 0 | 33120 | 0 | 0 | 33120 | 33120 | 446
PJM | 2002 | PP&L - Eden | Transco | PA | High | CT |  | N | 90 | 90 |  |  | 90 | 0 | 0 | 16560 | 0 | 0 | 16560 | 16560 | 447
PJM | 2002 | PSEG Power - Bergen Stn |  | PA | Med | CC |  | N | 500 | 500 |  |  | 0 | 500 | 0 | 0 | 90000 | 0 | 22500 | 0 | 448
PJM | 2002 | Panda - Upper Hanover (Perkiomen) |  | PA | Med | CC |  | N | 1000 | 1000 |  |  | 0 | 1000 | 0 | 0 | 180000 | 0 | 45000 | 0 | 439
PJM | 2003 | Orion (formerly Columbia Electric) - Kelson Ridge | Columbia Gas | MD | Med | CC | January | N | 1650 | 1650 |  |  | 0 | 1650 | 0 | 0 | 297000 | 0 | 74250 | 0 | 580
PJM | 2003 | Allegheny Energy Unites 3,4,5 |  | PA | Med | CC |  | N | 540 | 540 |  |  | 0 | 540 | 0 | 0 | 97200 | 0 | 24300 | 0 | 578
PJM | 2003 | PSEG - Linden |  | NJ | Med | CC | May | N | 1186 | 1186 |  |  | 0 | 1186 | 0 | 0 | 213480 | 0 | 53370 | 0 | 579
[9 empty] | 14921.4 | 14211.4 | 0 | 0 | 4552.4 | 10249 | 120 | 812621.6 | 1844228 | 21600 | 1273678.6 | 272761.6 | 12544
SERC | 1999 | ENA - Brownsville | ANR | TN | High | CT | June | Y | 475 | 475 |  |  | 475 | 0 | 0 | 87400 | 0 | 0 | 87400 | 87400 | 64
SERC | 1999 | ENA - Caledonia | Tenn | MS | High | CT | June | Y | 475 | 475 |  |  | 475 | 0 | 0 | 87400 | 0 | 0 | 87400 | 87400 | 65
SERC | 1999 | ENA - New Albany | Col Gulf | MS | High | CT | June | N | 390 | 390 |  |  | 390 | 0 | 0 | 71760 | 0 | 0 | 71760 | 71760 | 66
SERC | 1999 | Olgethrope Power - Smarr Energy |  | AL | High | CT | June | Y | 217.4 | 0 |  |  | 217.4 | 0 | 0 | 40001.6 | 0 | 0 | 40001.6 | 40001.6 | 63
SERC | 1999 | Alabama Power - Burkville Cogen |  | AL | High | CC | July | Y | 97 | 0 |  |  | 97 | 0 | 0 | 17460 | 0 | 0 | 17460 | 0 | 62
SERC | 1999 | OG&E - Magee | Destin | MS | High | CT | June | N | 100 | 100 |  |  | 100 | 0 | 0 | 18400 | 0 | 0 | 18400 | 18400 | 70
SERC | 1999 | Entergy | Columbia Gulf | AR | High | CT | February | Y | 306 | 0 |  |  | 306 | 0 | 0 | 56304 | 0 | 0 | 56304 | 56304 | 67
SERC | 1999 | Entergy | Columbia Gulf | LA | High | CT | February | Y | 281.1 | 0 |  |  | 281.1 | 0 | 0 | 51722.4 | 0 | 0 | 51722.4 | 51722.4 | 68
SERC | 1999 | Morgan Stanley - Lee County | SoNat | GA | High | CC |  | N | 100 | 100 |  |  | 100 | 0 | 0 | 18000 | 0 | 0 | 18000 | 0 | 69
SERC | 1999 | CP&L - Asheville |  | NC | High | CT | June | Y | 165 | 0 |  |  | 165 | 0 | 0 | 30360 | 0 | 0 | 30360 | 30360 | 59
SERC | 1999 | Alabama Power - Washington #1 |  | AL | High | CT | February | Y | 109 | 0 |  |  | 109 | 0 | 0 | 20056 | 0 | 0 | 20056 | 20056 | 61
SERC | 2000 | CP&L - Monroe Walton Co. | Transco | GA | High | CT | January | Y | 136 | 0 |  |  | 136 | 0 | 0 | 25024 | 0 | 0 | 25024 | 25024 | 60
SERC | 2000 | ENA - Gleason | ANR | TN | High | CT | May | Y | 462.4 | 462.4 |  |  | 462.4 | 0 | 0 | 85081.6 | 0 | 0 | 85081.6 | 85081.6 | 172
SERC | 2000 | TVA Gallatin Plant (Wilson County) | Columbia Gulf | TN | High | CT | July | Y | 300 | 300 |  |  | 300 | 0 | 0 | 55200 | 0 | 0 | 55200 | 55200 | 183
SERC | 2000 | Dynegy - Rockingham | Transco Z5 | NC | High | CT | June | Y | 800 | 200 |  |  | 800 | 0 | 0 | 147200 | 0 | 0 | 147200 | 147200 | 170
SERC | 2000 | Walton EMC - Doyle | Transco Z4 | GA | High | CT | May | Y | 263.5 | 0 |  |  | 263.5 | 0 | 0 | 48484 | 0 | 0 | 48484 | 48484 | 186
SERC | 2000 | Dynegy - Lake Charles (Calcasieu) | Koch/Sabine | LA | High | CT | June | Y | 155 | 155 |  |  | 155 | 0 | 0 | 28520 | 0 | 0 | 28520 | 28520 | 169
SERC | 2000 | Entergy - Louisiana 2 (Baton Rouge) |  | LA | High | CT | July | Y | 140 | 0 |  |  | 140 | 0 | 0 | 25760 | 0 | 0 | 25760 | 25760 | 173
SERC | 2000 | CP&L - Wayne Co | NCNG | NC | High | CT | May | Y | 720 | 0 |  |  | 720 | 0 | 0 | 132480 | 0 | 0 | 132480 | 132480 | 167
SERC | 2000 | ENA - Calvert City | TGT | KY | Low | CT | June | N | 0 | 0 |  |  | 0 | 0 | 0 | 0 | 0 | 0 | 0 | 0 | 171
SERC | 2000 | CP&L - Asheville 4 |  | NC | High | CT | March | Y | 180 | 0 |  |  | 180 | 0 | 0 | 33120 | 0 | 0 | 33120 | 33120 | 166
SERC | 2000 | Calpine - Cataula |  | GA | High | CT | June | Y | 680 | 680 |  |  | 680 | 0 | 0 | 125120 | 0 | 0 | 125120 | 125120 | 165
SERC | 2000 | Alabama Power (SOCO) - Barry | Koch | AL | High | CC | May | Y | 457.5 | 0 |  |  | 457.5 | 0 | 0 | 82350 | 0 | 0 | 82350 | 0 | 164
SERC | 2000 | NRG - Sterlington |  | LA | High | CT | June | N | 132 | 132 | 0 | 0 | 132 | 0 | 0 | 24288 | 0 | 0 | 24288 | 24288 | 682
SERC | 2000 | FPL - Kinetic |  | AL | Med | CT |  | N | 628 | 628 | 0 | 0 | 0 | 628 | 0 | 0 | 115552 | 0 | 28888 | 28888 | 681
SERC | 2000 | Baconton (Cornerstone) |  | GA | High | CT | June | Y | 188 | 188 | 0 | LM 6000 | 188 | 0 | 0 | 34592 | 0 | 0 | 34592 | 34592 | 680
SERC | 2000 | Dominion - VA Power (Caroline Co) - 2001? |  | VA | Med | CT | June | N | 320 | 0 |  |  | 0 | 320 | 0 | 0 | 58880 | 0 | 14720 | 14720 | 168
SERC | 2000 | Oglethorpe - Polk County |  | GA | High | CT | June | Y | 500 | 0 |  |  | 500 | 0 | 0 | 92000 | 0 | 0 | 92000 | 92000 | 178
SERC | 2000 | Cogentrix - Southaven |  | NC | High | CT | March | Y | 680.9 | 680.9 | 0 | 0 | 680.9 | 0 | 0 | 125285.6 | 0 | 0 | 125285.6 | 125285.6 | 690
SERC | 2000 | VEPCO (Virginia Power) - Fauquier City (Remington) |  | VA | High | CT | June | Y | 616 | 0 |  |  | 616 | 0 | 0 | 113344 | 0 | 0 | 113344 | 113344 | 185
SERC | 2000 | TVA Johnsonville |  | TN | High | CT | July | Y | 300 | 300 |  |  | 300 | 0 | 0 | 55200 | 0 | 0 | 55200 | 55200 | 184
SERC | 2000 | Georgia Power (SOCO) - Dahlberg | Transco Z4 | GA | High | CT | June | Y | 640 | 0 |  |  | 640 | 0 | 0 | 117760 | 0 | 0 | 117760 | 117760 | 174
SERC | 2000 | PG&E(US Gen) - Georgia |  | GA | Low | 1 |  | N | 440 | 440 |  |  | 0 | 0 | 440 | 0 | 0 | 80960 | 0 | 0 | 180
SERC | 2000 | Sonat Energy - Upson County (Thomaston) - West Georgia Gen | SoNat | GA | High | CT | June | Y | 680 | 115 |  |  | 680 | 0 | 0 | 125120 | 0 | 0 | 125120 | 125120 | 182
SERC | 2000 | Old Dominion CO-OP (Remington) |  | VA | Low | 1 |  | N | 0 | 0 |  |  | 0 | 0 | 0 | 0 | 0 | 0 | 0 | 0 | 179
SERC | 2000 | Skygen - Broad River Energy center |  | SC | High | CT | July | Y | 453 | 453 |  |  | 453 | 0 | 0 | 83352 | 0 | 0 | 83352 | 83352 | 181
SERC | 2000 | Morgan Stanley - Decatur |  | GA | Med | CT |  | N | 80 | 80 |  |  | 0 | 80 | 0 | 0 | 14720 | 0 | 3680 | 3680 | 177
SERC | 2000 | LS Power/Cogentrix - Batesville | ANR/Tenn/Trkl/Col Gulf | MS | High | CC | March | Y | 837 | 837 |  |  | 837 | 0 | 0 | 150660 | 0 | 0 | 150660 | 0 | 176
SERC | 2000 | LG&E - Clarke County | Transco Z4 | GA | Med | CT | June | N | 325 | 0 |  |  | 0 | 325 | 0 | 0 | 59800 | 0 | 14950 | 14950 | 175
SERC | 2000 | Duke - Calvert City (Marshall Co) I |  | KY | High | CT | June | Y | 68 | 68 |  | 7EA | 68 | 0 | 0 | 12512 | 0 | 0 | 12512 | 12512 | 458
SERC | 2001 | Skygen/InterGen - Pine Bluff Energy Center | Reliant | AR | High | CC |  | N | 220 | 220 |  |  | 220 | 0 | 0 | 39600 | 0 | 0 | 39600 | 0 | 340
SERC | 2001 | Skygen/InterGen - Mobile (Hog Bayou Energy Center) |  | AL | High | CC |  | N | 250 | 230 |  |  | 250 | 0 | 0 | 45000 | 0 | 0 | 45000 | 0 | 339
SERC | 2001 | SMEPA - Duke - (Hinds Energy) | TETCO | MS | High | CC | June | N | 500 | 500 |  |  | 500 | 0 | 0 | 90000 | 0 | 0 | 90000 | 0 | 341
SERC | 2001 | Constellation Power - Bristol (Wolf Hills Energy) |  | VA | High | CT |  | N | 250 | 250 |  |  | 250 | 0 | 0 | 46000 | 0 | 0 | 46000 | 46000 | 342
SERC | 2001 | Mississippi Power - Victor Daniel | Destin | MS | High | CC | January | N | 1000 | 1000 |  |  | 1000 | 0 | 0 | 180000 | 0 | 0 | 180000 | 0 | 338
SERC | 2001 | PG&E - Ballard |  | KY | Med | CT | June | N | 180 | 180 | 0 |  | 0 | 180 | 0 | 0 | 33120 | 0 | 8280 | 8280 | 768
SERC | 2001 | Duke - Attala Energy (Kosciusko) | TETCO | MS | High | CC | June | N | 510 | 510 |  |  | 510 | 0 | 0 | 91800 | 0 | 0 | 91800 | 0 | 344
SERC | 2001 | TVA Gallatin Plant (Wilson Co) & Johnsonville? | Col Gulf | TN | High | CT | June | N | 600 | 0 |  |  | 600 | 0 | 0 | 110400 | 0 | 0 | 110400 | 110400 | 346
SERC | 2001 | Duke - Murray Energy Facility |  | GA | Med | CC | June | N | 1200 | 1200 | 0 |  | 0 | 1200 | 0 | 0 | 216000 | 0 | 54000 | 0 | 776
SERC | 2001 | PG&E - Metcalf |  | KY | Med | CT | June | N | 180 | 180 | 0 |  | 0 | 180 | 0 | 0 | 33120 | 0 | 8280 | 8280 | 775
SERC | 2001 | Tenaska - Autauga Co II |  | AL | Med | CC |  | N | 900 | 900 | 0 | 0 | 0 | 900 | 0 | 0 | 162000 | 0 | 40500 | 0 | 686
SERC | 2001 | Dynegy - Heard Co., GA | Transco Z4 | GA | High | CT | June | N | 500 | 500 |  |  | 500 | 0 | 0 | 92000 | 0 | 0 | 92000 | 92000 | 332
SERC | 2001 | Dynegy - Lake Charles (Calcasieu) | Koch/Sabine | LA | High | CT | July | N | 165 | 165 |  |  | 165 | 0 | 0 | 30360 | 0 | 0 | 30360 | 30360 | 333
SERC | 2001 | LG&E - Monroe, GA | Transco Z4 | GA | High | CT | June | N | 450 | 450 |  |  | 450 | 0 | 0 | 82800 | 0 | 0 | 82800 | 82800 | 337
SERC | 2001 | Entergy (EWO) - Vicksburg |  | MS | Med | 1 | Spring | N | 300 | 300 |  |  | 0 | 300 | 0 | 0 | 55200 | 0 | 13800 | 13800 | 334
SERC | 2001 | ENA - St. Charles | Bridgeline | LA | Low | CT | June | N | 325 | 325 |  |  | 0 | 0 | 325 | 0 | 0 | 59800 | 0 | 0 | 335
SERC | 2001 | FPL - Doswell | CNG PL1 | VA | High | CT | June | N | 171 | 171 |  |  | 171 | 0 | 0 | 31464 | 0 | 0 | 31464 | 31464 | 336
SERC | 2001 | Georgia Power (SOCO) - Dahlberg | Transco Z4 | GA | High | CT | June | N | 160 | 0 |  |  | 160 | 0 | 0 | 29440 | 0 | 0 | 29440 | 29440 | 343
SERC | 2001 | CP&L - Hamlet |  | NC | High | CT | June | N | 620 | 0 |  |  | 620 | 0 | 0 | 114080 | 0 | 0 | 114080 | 114080 | 331
SERC | 2001 | CP&L - Monroe Walton Co. | Transco | GA | Med | CT |  | N | 300 | 0 |  |  | 0 | 300 | 0 | 0 | 55200 | 0 | 13800 | 13800 | 330
SERC | 2001 | NRG - Sterlington |  | LA | High | CT |  |  | 67 | 67 |  |  | 67 | 0 | 0 | 12328 | 0 | 0 | 12328 | 12328 | 285
SERC | 2001 | CP&L - Rowan County | Transco Z5 | NC | High | CT | June | N | 465 | 0 |  |  | 465 | 0 | 0 | 85560 | 0 | 0 | 85560 | 85560 | 329
SERC | 2001 | Cogentrix - Bogalusa (Washington Co) |  | LA | Low | CC |  | N | 800 | 800 |  |  | 0 | 0 | 800 | 0 | 0 | 144000 | 0 | 0 | 328
SERC | 2001 | Alabama Power (SOCO) - Barry II | Koch | AL | High | CC | June | N | 537 | 0 |  |  | 537 | 0 | 0 | 96660 | 0 | 0 | 96660 | 0 | 327
SERC | 2001 | Alabama Power - Theodore Cogen | Mobile Gas | AL | High | Cogen | June | N | 207 | 0 |  |  | 207 | 0 | 0 | 32292 | 0 | 0 | 32292 | 0 | 326
SERC | 2001 | AEC (McWilliams) | FGT | AL | High | CC | November | N | 500 | 250 |  |  | 500 | 0 | 0 | 90000 | 0 | 0 | 90000 | 0 | 325
SERC | 2002 | Acadia Power Partners - Eunice |  | LA | Med | CC |  | N | 1000 | 1000 |  |  | 0 | 1000 | 0 | 0 | 180000 | 0 | 45000 | 0 | 449
SERC | 2002 | Duke - Buffalo Creek |  | GA | Med | CC | June | N | 620 | 620 | 0 |  | 0 | 620 | 0 | 0 | 111600 | 0 | 27900 | 0 | 770
SERC | 2002 | CP&L - Richmond County (Hamlet) | Transco Z5 | NC | Med | CC | June | N | 625 | 0 |  |  | 0 | 625 | 0 | 0 | 112500 | 0 | 28125 | 0 | 457
SERC | 2002 | TVA |  | MS | Low | CT |  | N | 340 | 0 |  |  | 0 | 0 | 340 | 0 | 0 | 62560 | 0 | 0 | 474
SERC | 2002 | Calpine/Solutia - Decatur Energy - Phase I | Midcoast | AL | High | Cogen | June | N | 440 | 440 |  |  | 440 | 0 | 0 | 68640 | 0 | 0 | 68640 | 0 | 452
SERC | 2002 | Georgia Power - Savannah |  | GA | Med | 1 | Summer | N | 1600 | 0 |  |  | 0 | 1600 | 0 | 0 | 294400 | 0 | 73600 | 73600 | 464
SERC | 2002 | Georgia Power - Plant Wansley | Transco Z4 | GA | High | CC | June | N | 1132 | 0 |  |  | 1132 | 0 | 0 | 203760 | 0 | 0 | 203760 | 0 | 463
SERC | 2002 | Georgia Power - Goat Rock |  | AL | Med | CC | Early | N | 500 | 500 |  |  | 0 | 500 | 0 | 0 | 90000 | 0 | 22500 | 0 | 462
SERC | 2002 | GenPower - Lonoke (Keo) |  | AR | Low | CC | 4Q | N | 640 | 640 |  | GE 7FA | 0 | 0 | 640 | 0 | 0 | 115200 | 0 | 0 | 461
SERC | 2002 | Entergy/PPG Industries (Westlake) |  | LA | Med | Cogen |  | N | 448 | 448 |  |  | 0 | 448 | 0 | 0 | 69888 | 0 | 17472 | 0 | 460
SERC | 2002 | Georgia Power (SOCO) - Dahlberg | Transco Z4 | GA | High | CT | June | N | 400 | 0 |  |  | 400 | 0 | 0 | 73600 | 0 | 0 | 73600 | 73600 | 465
SERC | 2002 | Duke - Sandersville Station (Washington Co) |  | GA | Med | CT | June | N | 640 | 640 | 0 |  | 0 | 640 | 0 | 0 | 117760 | 0 | 29440 | 29440 | 779
SERC | 2002 | Alabama Power (SOCO) - Barry II | Koch | AL | High | CC | May | N | 233 | 0 |  |  | 233 | 0 | 0 | 41940 | 0 | 0 | 41940 | 0 | 451
SERC | 2002 | AEP - Dow Plaquemine (Baton Rouge) |  | LA | Med | Cogen |  | N | 900 | 900 |  |  | 0 | 900 | 0 | 0 | 140400 | 0 | 35100 | 0 | 450
SERC | 2002 | Tenaska - Lindsay Hill (Billingsley) |  | AL | High | CC |  | N | 846 | 846 |  |  | 846 | 0 | 0 | 152280 | 0 | 0 | 152280 | 0 | 475
SERC | 2002 | Entergy (EWO) - Lake Charles |  | LA | Med | Cogen |  | N | 500 | 100 |  |  | 0 | 500 | 0 | 0 | 78000 | 0 | 19500 | 0 | 459
SERC | 2002 | TVA Brownsville |  | TN | Low | CT |  | N | 680 | 0 |  |  | 0 | 0 | 680 | 0 | 0 | 125120 | 0 | 0 | 473
SERC | 2002 | Calpine - Morgan Energy Center |  | AL | High | Cogen |  | N | 440 | 440 |  |  | 440 | 0 | 0 | 68640 | 0 | 0 | 68640 | 0 | 453
SERC | 2002 | Cogentrix - Caledonia (Lowdes Co?) | Tennessee | MS | High | 1 |  | N | 0 | 0 |  |  | 0 | 0 | 0 | 0 | 0 | 0 | 0 | 0 | 454
SERC | 2002 | Cogentrix - Southaven | TGT | MS | High | CT | June | N | 800 | 800 |  |  | 800 | 0 | 0 | 147200 | 0 | 0 | 147200 | 147200 | 455
SERC | 2002 | SCE&G - Aiken Co |  | SC | Med | CC | June | N | 450 | 0 |  |  | 0 | 450 | 0 | 0 | 81000 | 0 | 20250 | 0 | 471
SERC | 2002 | Cogentrix - Sterlington |  | LA | Low | CC |  | N | 800 | 800 |  |  | 0 | 0 | 800 | 0 | 0 | 144000 | 0 | 0 | 456
SERC | 2002 | Skygen - St. Francisville |  | LA | Med | Cogen | June |  | 520 | 520 |  |  | 0 | 520 | 0 | 0 | 81120 | 0 | 20280 | 0 | 724
SERC | 2002 | Oglethorpe - Talbot Co. |  | GA | Med | CT | June |  | 434 | 0 |  |  | 0 | 434 | 0 | 0 | 79856 | 0 | 19964 | 19964 | 723
SERC | 2002 | CP&L - Effingham Co |  | GA | Med | CT | July | N | 525 | 0 |  |  | 0 | 525 | 0 | 0 | 96600 | 0 | 24150 | 24150 | 721
SERC | 2002 | Kinder Morgan/SEI - Little Rock (Wrightsville) | NGPL | AR | Low | CT | April | N | 550 | 550 |  |  | 0 | 0 | 550 | 0 | 0 | 101200 | 0 | 0 | 466
SERC | 2002 | Duke - Calvert City (Marshall Co) II |  | KY | Med | CT | June | N | 570 | 570 | 0 | 7EA | 0 | 570 | 0 | 0 | 104880 | 0 | 26220 | 26220 | 693
SERC | 2002 | Tenaska - Heard County |  | GA | High | CT |  | N | 950 | 950 |  |  | 950 | 0 | 0 | 174800 | 0 | 0 | 174800 | 174800 | 345
SERC | 2002 | GenPower - Sallis (Attala Co) |  | MS | Low | CC | June |  | 640 | 640 |  |  | 0 | 0 | 640 | 0 | 0 | 115200 | 0 | 0 | 722
SERC | 2002 | Nation Energy - Chalmette (to 2002) |  | LA | Med | Cogen |  | N | 110 | 110 |  |  | 0 | 110 | 0 | 0 | 17160 | 0 | 4290 | 0 | 467
SERC | 2002 | Santee Cooper - Anderson Co (Rainey Plant) | Transco Z4 | SC | High | CC | January | N | 650 | 0 |  |  | 650 | 0 | 0 | 117000 | 0 | 0 | 117000 | 0 | 469
SERC | 2002 | Duke - Hot Spring Energy I (Malvern) |  | AR | Med | CC | June | N | 620 | 620 | 0 |  | 0 | 620 | 0 | 0 | 111600 | 0 | 27900 | 0 | 757
SERC | 2002 | Old Dominion CO-OP (Boswells Tavern) |  | VA | Med | CT |  | N | 570 | 0 |  |  | 0 | 570 | 0 | 0 | 104880 | 0 | 26220 | 26220 | 468
SERC | 2002 | Santee Cooper - Anderson Co (Rainey Plant) | Transco Z4 | SC | High | CT | January | N | 490 | 0 |  |  | 490 | 0 | 0 | 90160 | 0 | 0 | 90160 | 90160 | 470
SERC | 2002 | SOCO - Plant Smith (Gulf Power) | FGT | FL | High | CC |  | N | 574 | 0 |  |  | 574 | 0 | 0 | 103320 | 0 | 0 | 103320 | 0 | 472
SERC | 2003 | SkyGen - Calhoun Co (Eastman) |  | SC | Med | CC |  |  | 500 | 500 | 0 |  | 0 | 500 | 0 | 0 | 90000 | 0 | 22500 | 0 | 707
SERC | 2003 | Oglethorpe - Talbot Co |  | GA | Med | CT | June |  | 218 | 0 | 0 |  | 0 | 218 | 0 | 0 | 40112 | 0 | 10028 | 10028 | 706
SERC | 2003 | AES - Cyprus |  | AR | Med | CT |  | N | 540 | 540 | 0 |  | 0 | 540 | 0 | 0 | 99360 | 0 | 24840 | 24840 | 767
SERC | 2003 | Cogentrix - Henry County | TGT | VA | Med | CC |  | N | 1100 | 1100 |  |  | 0 | 1100 | 0 | 0 | 198000 | 0 | 49500 | 0 | 670
SERC | 2003 | Cogentrix - Blount |  | AL | Low | CC |  |  | 800 | 800 |  |  | 0 | 0 | 800 | 0 | 0 | 144000 | 0 | 0 | 560
SERC | 2003 | Alabama Power (SOCO) - Autaugaville |  | AL | High | CC |  |  | 1260 | 0 |  |  | 1260 | 0 | 0 | 226800 | 0 | 0 | 226800 | 0 | 588
SERC | 2003 | Panda - Union County (El Dorado) 2002?? | Panda Int PL fed by Tennessee/Gulf States PL | AR | Med | CC | March | N | 2720 | 2720 |  |  | 0 | 2720 | 0 | 0 | 489600 | 0 | 122400 | 0 | 587
SERC | 2003 | Duke - Southaven |  | MS | Low | 1 |  | N | 640 | 640 |  |  | 0 | 0 | 640 | 0 | 0 | 117760 | 0 | 0 | 586
SERC | 2003 | GenPower - Quinton |  | AL | Low | CC |  | N | 600 | 600 |  |  | 0 | 0 | 600 | 0 | 0 | 108000 | 0 | 0 | 584
SERC | 2003 | LG&E - Tiger Creek |  | GA | Med | CT |  | N | 850 | 850 | 0 |  | 0 | 850 | 0 | 0 | 156400 | 0 | 39100 | 39100 | 782
SERC | 2003 | Calpine - Haywood Energy Center |  | TN | Med | CC |  |  | 770 | 770 |  |  | 0 | 770 | 0 | 0 | 138600 | 0 | 34650 | 0 | 649
SERC | 2003 | NRG - Big Cajun I |  | LA | Med | CT |  | N | 240 | 240 | 0 |  | 0 | 240 | 0 | 0 | 44160 | 0 | 11040 | 11040 | 769
SERC | 2003 | Tenaska - Lonoke |  | AR | Med | CC | May |  | 1700 | 1700 | 0 |  | 0 | 1700 | 0 | 0 | 306000 | 0 | 76500 | 0 | 708
SERC | 2003 | Calpine - Lowndes Co (Lone Oak) | Tennessee | MS | High | CT | Early | N | 800 | 800 |  |  | 800 | 0 | 0 | 147200 | 0 | 0 | 147200 | 147200 | 581
SERC | 2003 | CP&L - Rowan County | Transco Z5 | NC | Med | CC | June | N | 470 | 0 |  |  | 0 | 470 | 0 | 0 | 84600 | 0 | 21150 | 0 | 583
SERC | 2003 | Calpine - Tallapoosa Co (Hillabee Energy) | Midcoast | AL | Med | CC |  | N | 700 | 700 |  |  | 0 | 700 | 0 | 0 | 126000 | 0 | 31500 | 0 | 582
SERC | 2003 | Oglethorpe - Wansley |  | GA | Med | CC | January | N | 520 | 520 | 0 |  | 0 | 520 | 0 | 0 | 93600 | 0 | 23400 | 0 | 785
SERC | 2003 | SCANA - Greene/Martin/Onslow Co |  | NC | Med | Cogen | Late | N | 200 | 200 |  |  | 0 | 200 | 0 | 0 | 31200 | 0 | 7800 | 0 | 585
SERC | 2004 | Santee Cooper - (Northern SC) | Transco | SC | Med | CC |  | N | 500 | 0 |  |  | 0 | 500 | 0 | 0 | 90000 | 0 | 22500 | 0 | 647
SERC | 2004 | Tenaska - Fluvanna Plant | Transco | VA | Low | CC |  |  | 900 | 900 |  |  | 0 | 0 | 900 | 0 | 0 | 162000 | 0 | 0 | 87
SERC | 2004 | Georgia Power - Goat Rock II (Autaugaville Power??) |  | AL | Low | CC |  | N | 1710 | 0 |  |  | 0 | 0 | 1710 | 0 | 0 | 307800 | 0 | 0 | 648
SERC | 2004 | CPV - Cunningham Creek (Fluvanna Co) | Transco | VA | Low | CC |  |  | 520 | 520 |  |  | 0 | 0 | 520 | 0 | 0 | 93600 | 0 | 0 | 731
SERC | 2004 | CLECO - Perryville |  | LA | Med | CT |  | N | 1000 | 1000 |  |  | 0 | 1000 | 0 | 0 | 184000 | 0 | 46000 | 46000 | 677
SERC | 2004 | Tractabel Power - Loundon |  | VA | Low | CC |  |  | 1400 | 1400 |  |  | 0 | 0 | 1400 | 0 | 0 | 252000 | 0 | 0 | 253
SERC | 2004 | Oxy - Convent Plant |  | LA | Low | CC |  | N | 835 | 835 |  |  | 0 | 0 | 835 | 0 | 0 | 150300 | 0 | 0 | 652
SERC | 2004 | Calpine - Haywood Energy Center |  | TN | Med | CC |  | N | 770 | 770 |  |  | 0 | 770 | 0 | 0 | 138600 | 0 | 34650 | 0 | 651
SERC | 2004 | CPV - Cunnigham Creek (Fluvanna Co) | Transco | VA | Low | CC |  |  | 520 | 520 |  |  | 0 | 0 | 520 | 0 | 0 | 93600 | 0 | 0 | 197
SERC | 2004 | Tenaska - Coosa |  | AL | Low | CT |  |  | 510 | 510 |  |  | 0 | 0 | 510 | 0 | 0 | 93840 | 0 | 0 | 732
SERC | 2004 | Calpine - Morgan Energy Center II |  | AL | High | Cogen |  | N | 220 | 220 |  |  | 220 | 0 | 0 | 34320 | 0 | 0 | 34320 | 0 | 650
SERC | 2004 | Scana/Fayetteville PWC - Fayetteville | SCANA Energy | NC | Dead | CC | June |  | 0 | 0 |  |  | 0 | 0 | 0 | 0 | 0 | 0 | 0 | 0 | 734
SERC | 2004 | Duke - Hot Spring Energy II (Malvern) |  | AR | Low | CC |  | N | 620 | 620 | 0 | GE 7FA | 0 | 0 | 620 | 0 | 0 | 111600 | 0 | 0 | 774
SERC | 2004 | South Carolina PSA |  | SC | Med | CC |  | N | 500 | 0 |  |  | 0 | 500 | 0 | 0 | 90000 | 0 | 22500 | 0 | 653
[9 empty] | 71124.8 | 47566.3 | 0 | 0 | 28511.8 | 28343 | 14270 | 5170761.2 | 5075468 | 2582540 | 6439628.2 | 3657239.2 | 56431
SPP | 1999 | Air Liquide - Geismar | Koch ? | LA | High | Cogen |  | N | 80 | 15 |  |  | 80 | 0 | 0 | 12480 | 0 | 0 | 12480 | 0 | 22
SPP | 1999 | AEC - Essex Power | TETCO | MO | High | CT | June | Y | 112.6 | 0 |  |  | 112.6 | 0 | 0 | 20718.4 | 0 | 0 | 20718.4 | 20718.4 | 20
SPP | 1999 | LS Power/Golden Spread - Mustang Station | NNG | TX | High | CC | June | Y | 488 | 488 | 0 | F7FA | 488 | 0 | 0 | 87840 | 0 | 0 | 87840 | 0 | 713
SPP | 1999 | Exxon - Baton Rouge |  | LA | Low | 1 |  | N | 0 | 0 |  |  | 0 | 0 | 0 | 0 | 0 | 0 | 0 | 0 | 23
SPP | 1999 | AEC/Duke - St. Francis Power Plant | TETCO | MO | High | CC | July | Y | 260 | 125 |  |  | 260 | 0 | 0 | 46800 | 0 | 0 | 46800 | 0 | 21
SPP | 2000 | CLECO - Evangeline |  | LA | High | CC | May | Y | 918.5 | 0 |  |  | 918.5 | 0 | 0 | 165330 | 0 | 0 | 165330 | 0 | 200
SPP | 2000 | Iola, City of |  | KS | High | CT | June | Y | 4.9 | 4.9 | 0 |  | 4.9 | 0 | 0 | 901.6 | 0 | 0 | 901.6 | 901.6 | 696
SPP | 2000 | Koch-Sterlington |  | LA | High | CT | July | Y | 170 | 170 |  |  | 170 | 0 | 0 | 31280 | 0 | 0 | 31280 | 31280 | 201
SPP | 2000 | OG&E - Mustang & Horseshoe |  | OK | High | CT | May | N | 210 | 0 |  |  | 210 | 0 | 0 | 38640 | 0 | 0 | 38640 | 38640 | 202
SPP | 2000 | AEC/KAMO Power - Chouteau |  | OK | High | CC | June | Y | 530 | 130 |  |  | 530 | 0 | 0 | 95400 | 0 | 0 | 95400 | 0 | 199
SPP | 2000 | KCP&L - Hawthorn |  | MO | High | CC | May | Y | 304 | 0 |  |  | 304 | 0 | 0 | 54720 | 0 | 0 | 54720 | 0 | 203
SPP | 2000 | Western Resouces - Sedgwick Co. (Gordon Evans) | Willaims Central | KS | High | CT | June | Y | 147 | 0 |  |  | 147 | 0 | 0 | 27048 | 0 | 0 | 27048 | 27048 | 204
SPP | 2001 | Reliant - Sabine Cogen |  | TX | Med | Cogen |  | N | 100 | 100 |  |  | 0 | 100 | 0 | 0 | 15600 | 0 | 3900 | 0 | 355
SPP | 2001 | Arkansas Elec Coop - Fulton (Hempstead) | NGPL | AR | High | CT | June | N | 153 | 118 |  |  | 153 | 0 | 0 | 28152 | 0 | 0 | 28152 | 28152 | 357
SPP | 2001 | MEP(Calpine)/UtiliCorp - Pleasant Hill (Aries) | Williams | MO | High | CT | June | N | 372 | 372 |  |  | 372 | 0 | 0 | 68448 | 0 | 0 | 68448 | 68448 | 348
SPP | 2001 | Empire District Co/WRI - Joplin (State Line) | Williams | MO | High | CC | Summer | N | 500 | 500 |  |  | 500 | 0 | 0 | 90000 | 0 | 0 | 90000 | 0 | 349
SPP | 2001 | ONEOK - West Edmond (Logan Co) |  | OK | Med | CT | June | N | 300 | 225 |  |  | 0 | 300 | 0 | 0 | 55200 | 0 | 13800 | 13800 | 350
SPP | 2001 | Skygen |  | LA | Low | Cogen | June | N | 640 | 640 |  |  | 0 | 0 | 640 | 0 | 0 | 99840 | 0 | 0 | 351
SPP | 2001 | AEC/Duke - St Francis Power Plant II | TETCO | MO | High | CC | July | N | 260 | 0 |  |  | 260 | 0 | 0 | 46800 | 0 | 0 | 46800 | 0 | 352
SPP | 2001 | Cogentrix/Power Resources(Green Country) - Jenks |  | OK | Low | CC |  | N | 0 | 0 |  |  | 0 | 0 | 0 | 0 | 0 | 0 | 0 | 0 | 347
SPP | 2001 | Arkansas Elec Coop - Ozark Repowering |  | AR | Med | CT |  | N | 110 | 110 |  |  | 0 | 110 | 0 | 0 | 20240 | 0 | 5060 | 5060 | 356
SPP | 2001 | Duke/OMPA - McClain Energy (Newcastle, OK) | ONG | OK | High | CC | June | N | 500 | 0 |  |  | 500 | 0 | 0 | 90000 | 0 | 0 | 90000 | 0 | 353
SPP | 2001 | Western Resouces - Sedgwick Co. (Gordon Evans) | Willaims Cent | KS | High | CT | June | N | 150 | 0 |  |  | 150 | 0 | 0 | 27600 | 0 | 0 | 27600 | 27600 | 354
SPP | 2002 | Calpine/Panda Oneta Plant (Coweta) |  | OK | Med + | CT | Spring | N | 1000 | 1000 |  |  | 0 | 1000 | 0 | 0 | 184000 | 0 | 46000 | 46000 | 516
SPP | 2002 | CLECO/Calpine - Eunice (Acadia) |  | LA | Med | CC | June | N | 1000 | 1000 |  |  | 0 | 1000 | 0 | 0 | 180000 | 0 | 45000 | 0 | 512
SPP | 2002 | Cogentrix/Power Resources(Green Country) - Jenks | TransOk | OK | High | CC | March | N | 850 | 850 |  |  | 850 | 0 | 0 | 153000 | 0 | 0 | 153000 | 0 | 513
SPP | 2002 | MEP(Calpine)/UtiliCorp - Pleasant Hill (Aries) | Williams | MO | High | CT | January |  | 600 | 600 |  |  | 600 | 0 | 0 | 110400 | 0 | 0 | 110400 | 110400 | 514
SPP | 2002 | OMPA - Ponca City Reporter |  | OK | Med | CT |  | N | 39 | 0 |  |  | 0 | 39 | 0 | 0 | 7176 | 0 | 1794 | 1794 | 515
SPP | 2002 | MEP (Calpine)/UtiliCorp - Pleasant Hill (Aries) | Williams | MO | High | CT | January |  | 600 | 600 |  |  | 600 | 0 | 0 | 110400 | 0 | 0 | 110400 | 110400 | 729
SPP | 2002 | Power Resource (Kiowa) - McAlister (Kiamichi) |  | OK | Low | CC |  | N | 1200 | 1200 |  |  | 0 | 0 | 1200 | 0 | 0 | 216000 | 0 | 0 | 517
SPP | 2003 | Duke - Newcastle (2001) |  | OK | Low | CC |  | N | 0 | 0 |  |  | 0 | 0 | 0 | 0 | 0 | 0 | 0 | 0 | 606
SPP | 2003 | Adair - Indian Res Plant |  | KS | Low | 1 |  | N | 500 | 500 |  |  | 0 | 0 | 500 | 0 | 0 | 92000 | 0 | 0 | 607
SPP | 2004 | Energentix - Arcadia |  | OK |  | 1 |  |  | 825 | 825 |  |  | 0 | 0 | 0 | 0 | 0 | 0 | 0 | 0 | 7
SPP | 2004 | Kinder Morgan - Pittsburg |  | OK | Low | CC |  | N | 453 | 453 |  |  | 0 | 0 | 453 | 0 | 0 | 81540 | 0 | 0 | 679
[9 empty] | 13377 | 10025.9 | 0 | 0 | 7210 | 2549 | 2793 | 1305958 | 462216 | 489380 | 1421512 | 530242 | 12291
WSCC | 1999 | Deming/Garland Loman/Rosal |  | NM | Dead | 1 |  | N | 0 | 0 |  |  | 0 | 0 | 0 | 0 | 0 | 0 | 0 | 0 | 9
WSCC | 1999 | City of Colorado Springs - Nixon Plant | CIG | CO | High | CT | July | Y | 63 | 0 |  |  | 63 | 0 | 0 | 11592 | 0 | 0 | 11592 | 11592 | 8
WSCC | 1999 | PSCO - Fort St. Vrain #3 | CIG | CO | High | CC | January | Y | 241 | 0 |  |  | 241 | 0 | 0 | 43380 | 0 | 0 | 43380 | 0 | 11
WSCC | 1999 | PSCO - Valmont | CIG | CO | High | CT | October | N | 40 | 0 |  |  | 40 | 0 | 0 | 7360 | 0 | 0 | 7360 | 7360 | 10
WSCC | 2000 | Dynegy - Santa Teresa | El Paso | NM | Med | CC |  | N | 500 | 500 |  |  | 0 | 500 | 0 | 0 | 90000 | 0 | 22500 | 0 | 193
WSCC | 2000 | Delta Power - Detroit Gas (Cobisa/Pearson) | PSNM ?? | NM | High | CT | June | N | 140 | 140 |  |  | 140 | 0 | 0 | 25760 | 0 | 0 | 25760 | 25760 | 192
WSCC | 2000 | California Institue of Technology |  | CA | High | CT | January | Y | 5.2 | 0 | 0 | 0 | 5.2 | 0 | 0 | 956.8 | 0 | 0 | 956.8 | 956.8 | 687
WSCC | 2000 | Adair/Native American - Glacier |  | MT | Low | CT |  | N | 160 | 160 |  |  | 0 | 0 | 160 | 0 | 0 | 29440 | 0 | 0 | 187
WSCC | 2000 | City of Springfield - Whitehead |  | UT | High | CT | February | Y | 6.8 | 0 | 0 | 0 | 6.8 | 0 | 0 | 1251.2 | 0 | 0 | 1251.2 | 1251.2 | 689
WSCC | 2000 | Coastal - Pawnee Station (Brush) - Fulton Cogen 0 Manchief Station | CIG/PSCO | CO | High | CT | May | Y | 328.1 | 0 |  |  | 328.1 | 0 | 0 | 60370.4 | 0 | 0 | 60370.4 | 60370.4 | 190
WSCC | 2000 | Black Hills Generation - Arapahoe | CIG/PSCO | CO | High | CT | June | Y | 74 | 74 |  |  | 74 | 0 | 0 | 13616 | 0 | 0 | 13616 | 13616 | 196
WSCC | 2000 | PSCO - Arapahoe/Valmont | CIG/PSCO | CO | High | CT | June | Y | 126 | 0 |  |  | 126 | 0 | 0 | 23184 | 0 | 0 | 23184 | 23184 | 195
WSCC | 2000 | Black Hills Power & Light - Gillette | KN | WY | High | CT | June | Y | 34 | 34 |  |  | 34 | 0 | 0 | 6256 | 0 | 0 | 6256 | 6256 | 189
WSCC | 2001 | North American Power - DIA |  | CO | Low | CT |  | N | 150 | 150 |  |  | 0 | 0 | 150 | 0 | 0 | 27600 | 0 | 0 | 373
WSCC | 2001 | Edison Mission (formerly Texaco) - Sunrise Power Project |  | CA | High | Cogen | December | N | 300 | 300 |  |  | 300 | 0 | 0 | 46800 | 0 | 0 | 46800 | 0 | 387
WSCC | 2001 | PG&E - Kern County/La Paloma (2002?) | Kern/Mojave | CA | High | CC | September | N | 1048 | 1048 |  |  | 1048 | 0 | 0 | 188640 | 0 | 0 | 188640 | 0 | 377
WSCC | 2001 | Two Elks Plant |  | WY | Low | CT |  | Y | 50 | 50 |  |  | 0 | 0 | 50 | 0 | 0 | 9200 | 0 | 0 | 389
WSCC | 2001 | Reliant - Casa Grande (Desert Basin) | El Paso | AZ | High | CC | June | N | 500 | 500 |  |  | 500 | 0 | 0 | 90000 | 0 | 0 | 90000 | 0 | 380
WSCC | 2001 | PP&L/Duke - Kingman (Griffith) | El Paso/TW | AZ | High | Cogen | July | N | 520 | 390 |  |  | 520 | 0 | 0 | 81120 | 0 | 0 | 81120 | 0 | 378
WSCC | 2001 | Panda Energy - Gila River I | El Paso | AZ | Med | CT |  | N | 1000 | 1000 |  |  | 0 | 1000 | 0 | 0 | 184000 | 0 | 46000 | 46000 | 375
WSCC | 2001 | PacifiCorp - Klamath Falls | PGT | OR | High | CC | July | N | 464 | 313 |  |  | 464 | 0 | 0 | 83520 | 0 | 0 | 83520 | 0 | 374
WSCC | 2001 | Summit Group - Blythe | El Paso | CA | Med | Cogen |  | N | 400 | 400 |  |  | 0 | 400 | 0 | 0 | 62400 | 0 | 15600 | 0 | 381
WSCC | 2001 | Calpine/Pinnacle - West Phoenix (Buckeye) 4 |  | AZ | High | CC | August | N | 70 | 70 |  |  | 70 | 0 | 0 | 12600 | 0 | 0 | 12600 | 0 | 365
WSCC | 2001 | Avista Power/Cogentrix - Rathdrum | Avista | ID | High | CC | September | N | 270 | 270 |  |  | 270 | 0 | 0 | 48600 | 0 | 0 | 48600 | 0 | 361
WSCC | 2001 | Calpine - Yuba City, Sutter County | PG&E | CA | High | CC | September | N | 520 | 520 |  |  | 520 | 0 | 0 | 93600 | 0 | 0 | 93600 | 0 | 363
WSCC | 2001 | Calpine - Warnerville Project |  | CA | High | CT |  | N | 86.4 | 86.4 | 0 |  | 86.4 | 0 | 0 | 15897.6 | 0 | 0 | 15897.6 | 15897.6 | 755
WSCC | 2001 | AES - South City | PG&E | CA | Low | CT |  | N | 170 | 170 |  |  | 0 | 0 | 170 | 0 | 0 | 31280 | 0 | 0 | 358
WSCC | 2001 | PSCO - Fort St. Vrain |  | CO | Low | CC | May | N | 214 | 0 |  |  | 0 | 0 | 214 | 0 | 0 | 38520 | 0 | 0 | 379
WSCC | 2001 | Hermosillo Power Plant | El Paso | AZ | High | CC |  | N | 225 | 225 |  |  | 225 | 0 | 0 | 40500 | 0 | 0 | 40500 | 0 | 372
WSCC | 2001 | Calpine (Enron) - Pittsburg (Los Medanos) |  | CA | High | CC | May | N | 500 | 425 |  |  | 500 | 0 | 0 | 90000 | 0 | 0 | 90000 | 0 | 364
WSCC | 2001 | El Paso - South San Francisco | PG&E | CA | High | CT | August | N | 51 | 51 | 0 |  | 51 | 0 | 0 | 9384 | 0 | 0 | 9384 | 9384 | 754
WSCC | 2001 | Calpine - South Point (Fort Mojave) | SWG/TW | AZ | High | CC | July | N | 540 | 540 |  |  | 540 | 0 | 0 | 97200 | 0 | 0 | 97200 | 0 | 367
WSCC | 2001 | Coastal Power - Carlin |  | NV | Low | CC |  | N | 500 | 500 |  |  | 0 | 0 | 500 | 0 | 0 | 90000 | 0 | 0 | 368
WSCC | 2001 | Calpine - Scott Substation | PG&E | CA | High | CT | June | N | 88 | 88 | 0 | LM 6000 | 88 | 0 | 0 | 16192 | 0 | 0 | 16192 | 16192 | 753
WSCC | 2001 | PG&E - San Diego |  | CA | High | CT | June |  | 49 | 0 |  |  | 49 | 0 | 0 | 9016 | 0 | 0 | 9016 | 9016 | 719
WSCC | 2001 | Front Range Energy - Ft. Lupton (2000?) | CIG/PSCO | CO | High | Cogen | May | N | 160 | 0 |  |  | 160 | 0 | 0 | 24960 | 0 | 0 | 24960 | 0 | 370
WSCC | 2001 | Global Energy - Snohomish | NWPL | WA | Med | CC |  | N | 250 | 250 |  |  | 0 | 250 | 0 | 0 | 45000 | 0 | 11250 | 0 | 371
WSCC | 2001 | APS - West Phoenix |  | AZ | Med | CC |  | N | 130 | 0 |  |  | 0 | 130 | 0 | 0 | 23400 | 0 | 5850 | 0 | 360
WSCC | 2002 | Ogden Pacific - Three Mountain | PG&E | CA | Low | CC |  | N | 500 | 500 |  |  | 0 | 0 | 500 | 0 | 0 | 90000 | 0 | 0 | 535
WSCC | 2002 | El Paso - Brush |  | CO | Low | CT | May | N | 60 | 60 |  |  | 0 | 0 | 60 | 0 | 0 | 11040 | 0 | 0 | 668
WSCC | 2002 | Naco-Nogales/Grupo Mexico | El Paso | AZ | Med | CC | March | N | 350 | 0 |  |  | 0 | 350 | 0 | 0 | 63000 | 0 | 15750 | 0 | 534
WSCC | 2002 | Midway Sunset Cogen |  | CA | Low | Cogen |  | N | 500 | 500 |  |  | 0 | 0 | 500 | 0 | 0 | 78000 | 0 | 0 | 532
WSCC | 2002 | Las Vegas Cogen Expansion |  | NV | High | CC | June | N | 220 | 220 |  |  | 220 | 0 | 0 | 39600 | 0 | 0 | 39600 | 0 | 531
WSCC | 2002 | Duke - Moss Landing | PG&E | CA | High | CC | July | Y | 1060 | 1060 |  |  | 1060 | 0 | 0 | 190800 | 0 | 0 | 190800 | 0 | 528
WSCC | 2002 | Morley Comp - Campstool | CIG | WY | Low | CC |  | N | 500 | 500 |  |  | 0 | 0 | 500 | 0 | 0 | 90000 | 0 | 0 | 533
WSCC | 2002 | Panda Energy - Gila River II (CC Conv) | El Paso | AZ | Med | CC |  | N | 1000 | 1000 |  |  | 0 | 1000 | 0 | 0 | 180000 | 0 | 45000 | 0 | 536
WSCC | 2002 | Duke - Deming |  | NM | Med | CC |  | Y | 600 | 600 |  |  | 0 | 600 | 0 | 0 | 108000 | 0 | 27000 | 0 | 667
WSCC | 2002 | Potlatch - Lewiston | NWPL | ID | Low | CC |  | N | 126 | 126 |  |  | 0 | 0 | 126 | 0 | 0 | 22680 | 0 | 0 | 537
WSCC | 2002 | Rosarito | Socal | CA | Med | CC | August | N | 450 | 0 |  |  | 0 | 450 | 0 | 0 | 81000 | 0 | 20250 | 0 | 539
WSCC | 2002 | Salt River Project - Suntan (Maricopa Co) |  | AZ | Low | CT |  | N | 825 | 825 |  |  | 0 | 0 | 825 | 0 | 0 | 151800 | 0 | 0 | 540
WSCC | 2002 | Sempra/Oxy - Elk Hills |  | CA | High | CC | December | N | 500 | 500 |  |  | 500 | 0 | 0 | 90000 | 0 | 0 | 90000 | 0 | 541
WSCC | 2002 | SRP/Dynegy/NRG - Phoenix |  | AZ | Med | CT |  | N | 825 | 825 |  |  | 0 | 825 | 0 | 0 | 151800 | 0 | 37950 | 37950 | 542
WSCC | 2002 | NESCO - Goldendale |  | WA | Med | CC | October | N | 248 | 0 |  |  | 0 | 248 | 0 | 0 | 44640 | 0 | 11160 | 0 | 543
WSCC | 2002 | Sunlaw Cogen (EM-ONE) |  | CA | Low | Cogen |  | N | 800 | 800 |  |  | 0 | 0 | 800 | 0 | 0 | 124800 | 0 | 0 | 544
WSCC | 2002 | CSW/Northwest Power - Creston | NWPL | WA | Med | CC |  | N | 900 | 900 |  |  | 0 | 900 | 0 | 0 | 162000 | 0 | 40500 | 0 | 527
WSCC | 2002 | Calpine - Hermiston | PGT | OR | High | CC | May | N | 536 | 536 |  |  | 536 | 0 | 0 | 96480 | 0 | 0 | 96480 | 0 | 524
WSCC | 2002 | WPPSS - Satsop | NWPL | WA | Low | CC |  | N | 500 | 500 |  |  | 0 | 0 | 500 | 0 | 0 | 90000 | 0 | 0 | 548
WSCC | 2002 | Calpine (Tejon Ranch) - Pastoria Power | Kern/Mojave | CA | Med | CC |  | N | 960 | 960 |  |  | 0 | 960 | 0 | 0 | 172800 | 0 | 43200 | 0 | 538
WSCC | 2002 | Bock - Livingstone (Pioneer) |  | CA | Low | CC |  | N | 260 | 260 |  |  | 0 | 0 | 260 | 0 | 0 | 46800 | 0 | 0 | 521
WSCC | 2002 | FPL - Northeast Power - Everett Delta | NWPL | WA | High | CC | August | N | 248 | 248 |  |  | 248 | 0 | 0 | 44640 | 0 | 0 | 44640 | 0 | 369
WSCC | 2002 | AES - South City | PG&E | CA | Low | CC |  | N | 345 | 345 |  |  | 0 | 0 | 345 | 0 | 0 | 62100 | 0 | 0 | 518
WSCC | 2002 | Avista - Coyote Springs II | PGT | OR | High | CC |  | N | 280 | 280 | 0 |  | 280 | 0 | 0 | 50400 | 0 | 0 | 50400 | 0 | 759
WSCC | 2002 | Calpine - Metcalf Energy Center |  | CA | Med | CC |  | N | 600 | 600 |  |  | 0 | 600 | 0 | 0 | 108000 | 0 | 27000 | 0 | 522
WSCC | 2002 | Calpine - Pittsburg (Delta Energy Center) |  | CA | High | CC | June | N | 880 | 880 |  |  | 880 | 0 | 0 | 158400 | 0 | 0 | 158400 | 0 | 523
WSCC | 2002 | PP&L - Sundance (Pinal Co) |  | AZ | Med | CT | June | N | 600 | 600 | 0 |  | 0 | 600 | 0 | 0 | 110400 | 0 | 27600 | 27600 | 786
WSCC | 2002 | Cowlitz Cogen - Weyerhaeuser | NWPL | WA | Low | Cogen |  | N | 395 | 395 |  |  | 0 | 0 | 395 | 0 | 0 | 61620 | 0 | 0 | 526
WSCC | 2003 | Sempra - Mesquite (Maricopa) |  | AZ | Low | CC |  | N | 1000 | 1000 |  |  | 0 | 0 | 1000 | 0 | 0 | 180000 | 0 | 0 | 622
WSCC | 2003 | Sumas Energy 2 - NESCO (Kirkland) | Westcoast | WA | High | CC | September | N | 710 | 710 |  |  | 710 | 0 | 0 | 127800 | 0 | 0 | 127800 | 0 | 618
WSCC | 2003 | Constellation/Inland - Victorville/High Desert | Kern/Mojave &PG&E | CA | High | CC | June | N | 720 | 720 |  |  | 720 | 0 | 0 | 129600 | 0 | 0 | 129600 | 0 | 525
WSCC | 2003 | Cobisa - Belen |  | NM | Low | CT |  | N | 220 | 220 |  |  | 0 | 0 | 220 | 0 | 0 | 40480 | 0 | 0 | 613
WSCC | 2003 | Duke - Buckeye |  | AZ | Low | CC |  | N | 550 | 550 |  |  | 0 | 0 | 550 | 0 | 0 | 99000 | 0 | 0 | 614
WSCC | 2003 | IPT/Power Dev - Gila Bend |  | AZ | Med | CC | November | N | 750 | 750 |  |  | 0 | 750 | 0 | 0 | 135000 | 0 | 33750 | 0 | 616
WSCC | 2003 | PG&E - Harzuahala Velley |  | AZ | High | CC | January | N | 1000 | 1000 |  |  | 1000 | 0 | 0 | 180000 | 0 | 0 | 180000 | 0 | 617
WSCC | 2003 | City of Colorado Springs - Nixon Plant | CIG | CO | Med + | CC | October | N | 480 | 0 |  |  | 0 | 480 | 0 | 0 | 86400 | 0 | 21600 | 0 | 612
WSCC | 2003 | Tractabal - Chehalis | NWPL | WA | High | CC |  | N | 500 | 500 |  |  | 500 | 0 | 0 | 90000 | 0 | 0 | 90000 | 0 | 619
WSCC | 2003 | Calpine - Newark Energy |  | CA | Med | CC |  | N | 600 | 600 |  |  | 0 | 600 | 0 | 0 | 108000 | 0 | 27000 | 0 | 609
WSCC | 2003 | PG&E - Umatilla Co. (Hermiston) | PGT | OR | Low | CC |  | N | 550 | 550 |  |  | 0 | 0 | 550 | 0 | 0 | 99000 | 0 | 0 | 621
WSCC | 2003 | Calpine/Adair - Teayawa Energy Center |  | CA | Med | CC |  | N | 600 | 600 |  |  | 0 | 600 | 0 | 0 | 108000 | 0 | 27000 | 0 | 611
WSCC | 2003 | Southern - Apex Industrial Park (Soen) |  | NV | Med | CC | January | N | 1000 | 1000 |  |  | 0 | 1000 | 0 | 0 | 180000 | 0 | 45000 | 0 | 623
WSCC | 2003 | Reliant - Apex |  | NV | Low | CC |  | N | 1400 | 1400 |  |  | 0 | 0 | 1400 | 0 | 0 | 252000 | 0 | 0 | 624
WSCC | 2003 | Reliant - Arrow Canyon |  | NV | Low | CC | June | N | 500 | 500 |  |  | 0 | 0 | 500 | 0 | 0 | 90000 | 0 | 0 | 625
WSCC | 2003 | Southern - Contra Costa |  | CA | Low | CT |  | N | 530 | 530 |  |  | 0 | 0 | 530 | 0 | 0 | 97520 | 0 | 0 | 626
WSCC | 2003 | Southern - Potrero |  | CA | Low | CT |  | N | 520 | 520 |  |  | 0 | 0 | 520 | 0 | 0 | 95680 | 0 | 0 | 627
WSCC | 2003 | Pinnacle - Red Hawk |  | AZ | Med | CC |  | N | 530 | 530 |  |  | 0 | 530 | 0 | 0 | 95400 | 0 | 23850 | 0 | 620
WSCC | 2003 | Calpine/Pinnacle - West Phoenix (Buckeye) 5 |  | AZ | High | CC | December | N | 500 | 500 |  |  | 500 | 0 | 0 | 90000 | 0 | 0 | 90000 | 0 | 366
WSCC | 2003 | Calpine (formerly PG&E) - Otay Mesa |  | CA | Med | CC | June | N | 510 | 510 |  |  | 0 | 510 | 0 | 0 | 91800 | 0 | 22950 | 0 | 547
WSCC | 2003 | Pinnacle West - Harry Allen Power Stn |  | NV | Med | CC |  | N | 500 | 500 | 0 |  | 0 | 500 | 0 | 0 | 90000 | 0 | 22500 | 0 | 745
WSCC | 2003 | AES - Antelope Valley | Kern | CA | Low | CC |  | N | 1000 | 1000 |  |  | 0 | 0 | 1000 | 0 | 0 | 180000 | 0 | 0 | 608
WSCC | 2004 | Calpine - Hudson (Weld Co) |  | CO | Low | CT |  |  | 516 | 516 |  |  | 0 | 0 | 516 | 0 | 0 | 94944 | 0 | 0 | 738
WSCC | 2004 | Cogentrix - Mercer Ranch |  | WA | Low | CC |  | N | 850 | 850 | 0 |  | 0 | 0 | 850 | 0 | 0 | 153000 | 0 | 0 | 749
WSCC | 2004 | Pinnacle - Red Hawk |  | AZ | Med | CC |  | Y | 530 | 530 |  |  | 0 | 530 | 0 | 0 | 95400 | 0 | 23850 | 0 | 655
WSCC | 2004 | Mountainview Power Co (San Bernardino) |  | CA | Med | CC |  | N | 1100 | 1100 |  |  | 0 | 1100 | 0 | 0 | 198000 | 0 | 49500 | 0 | 656
WSCC | 2004 | Confederated Umatilla Tribe - Eugene |  | OR | Low | 1 |  | N | 500 | 500 |  |  | 0 | 0 | 500 | 0 | 0 | 92000 | 0 | 0 | 657
WSCC | 2004 | Newport Northwest - Wallula Power |  | WA | Low | CC |  | N | 1300 | 1300 |  |  | 0 | 0 | 1300 | 0 | 0 | 234000 | 0 | 0 | 658
WSCC | 2004 | PP&L Global (Formerly Northwest Power Enterprise) - Starbuck |  | WA | Low | CT |  | Y | 1100 | 1100 |  |  | 0 | 0 | 1100 | 0 | 0 | 202400 | 0 | 0 | 660
WSCC | 2004 | Ida West - Garnet Energy |  | ID | Low | CC |  |  | 250 | 250 |  |  | 0 | 0 | 250 | 0 | 0 | 45000 | 0 | 0 | 740
WSCC | 2004 | PG&E - Meadow Valley Gen |  | NV | Med | CC |  |  | 1000 | 1000 |  |  | 0 | 1000 | 0 | 0 | 180000 | 0 | 45000 | 0 | 741
WSCC | 2004 | SMUD - Rancho Seco |  | CA | Med | CT |  |  | 1000 | 0 |  |  | 0 | 1000 | 0 | 0 | 184000 | 0 | 46000 | 46000 | 742
WSCC | 2004 | Calpine - East Altamont Energy | PG&E | CA | Med | CC | June | N | 1100 | 1100 | 0 |  | 0 | 1100 | 0 | 0 | 198000 | 0 | 49500 | 0 | 760
WSCC | 2004 | Northeast Energy Sys (NESCO) - Goldendale |  | WA | Low | CT |  | N | 248 | 248 |  |  | 0 | 0 | 248 | 0 | 0 | 45632 | 0 | 0 | 659
WSCC | 2005 | Allesheny - La Paz (Alensu) |  | AZ | Low | CC |  | N | 1080 | 1080 | 0 |  | 0 | 0 | 1080 | 0 | 0 | 194400 | 0 | 0 | 748
[9 empty] | 50285.5 | 46038.4 | 0 | 0 | 13603.5 | 18513 | 18169 | 2429476 | 3336440 | 3249936
WSCCC | 1999 | Suncor 1 - Ft McMurray |  | AB | High | CC |  | N | 220 | 220 |  |  | 220 | 0 | 0 | 39600 | 0 | 0 | 39600 | 0 | 12
WSCCC | 1999 | TransAlta Energy - Fort Saskatchewan |  | AB | High | CC |  | N | 120 | 40 |  |  | 120 | 0 | 0 | 21600 | 0 | 0 | 21600 | 0 | 13
WSCCC | 1999 | TransAlta Energy - Fort Nelson | Westcoast | BC | High | Cogen | July | N | 46 | 46 |  |  | 46 | 0 | 0 | 7176 | 0 | 0 | 7176 | 0 | 14
WSCCC | 2000 | Air Liquide/Shell - Scotford |  | AB | High | CC |  | N | 84 | 29 |  |  | 84 | 0 | 0 | 15120 | 0 | 0 | 15120 | 0 | 188
WSCCC | 2000 | TCPL - Cancarb (Medicine Hat) |  | AB | High | CC |  | N | 63 | 25 |  |  | 63 | 0 | 0 | 11340 | 0 | 0 | 11340 | 0 | 198
WSCCC | 2000 | Island Cogeneration |  | BC | High | CC | June | N | 240 | 240 |  |  | 240 | 0 | 0 | 43200 | 0 | 0 | 43200 | 0 | 194
WSCCC | 2000 | CU Power/Nova/Epcor - Joffre |  | AB | High | CC | June | Y | 416 | 270 |  |  | 416 | 0 | 0 | 74880 | 0 | 0 | 74880 | 0 | 191
WSCCC | 2001 | TCPL - Agrium |  | AB | High | Cogen | November | N | 80 | 80 |  |  | 80 | 0 | 0 | 12480 | 0 | 0 | 12480 | 0 | 383
WSCCC | 2001 | BC Hydro - Port Alberni | Westcoast | BC | Med | Cogen | December | N | 240 | 0 |  |  | 0 | 240 | 0 | 0 | 37440 | 0 | 9360 | 0 | 362
WSCCC | 2001 | PC - Mckay River |  | AB | Med | CC |  | N | 166 | 156 |  |  | 0 | 166 | 0 | 0 | 29880 | 0 | 7470 | 0 | 376
WSCCC | 2001 | Suncor 2 - Ft McMurray |  | AB | High | CC |  | N | 140 | 140 |  |  | 140 | 0 | 0 | 25200 | 0 | 0 | 25200 | 0 | 382
WSCCC | 2001 | TCPL - Redwater |  | AB | High | Cogen | November | N | 40 | 40 |  |  | 40 | 0 | 0 | 6240 | 0 | 0 | 6240 | 0 | 384
WSCCC | 2001 | PanCanadian - Cavilier (Southmore) |  | AB | Med | 1 |  | N | 106 | 106 |  |  | 0 | 106 | 0 | 0 | 19504 | 0 | 4876 | 4876 | 385
WSCCC | 2001 | PanCanadian/CanOxy - Balzac |  | AB | Med | 1 |  | N | 106 | 106 |  |  | 0 | 106 | 0 | 0 | 19504 | 0 | 4876 | 4876 | 386
WSCCC | 2001 | TransAlta |  | AB | Med | Cogen |  | N | 360 | 360 |  |  | 0 | 360 | 0 | 0 | 56160 | 0 | 14040 | 0 | 388
WSCCC | 2001 | Air Liquide/Shell - Scotford |  | AB | Med | CC |  | N | 84 | 84 |  |  | 0 | 84 | 0 | 0 | 15120 | 0 | 3780 | 0 | 359
WSCCC | 2002 | TransAlta Energy - Wabamun Lake |  | AB | Low | CC |  | N | 370 | 370 |  |  | 0 | 0 | 370 | 0 | 0 | 66600 | 0 | 0 | 546
WSCCC | 2002 | Syncrude 2 - Mildred/Aurora |  | AB | High | CC |  | N | 240 | 160 |  |  | 240 | 0 | 0 | 43200 | 0 | 0 | 43200 | 0 | 545
WSCCC | 2002 | Epcor - Rossdale |  | AB | Low | CC |  | N | 170 | 170 |  |  | 0 | 0 | 170 | 0 | 0 | 30600 | 0 | 0 | 530
WSCCC | 2002 | ATCO Power - Potasch Cory Mine |  | AB | Med | Cogen |  | N | 228 | 228 |  |  | 0 | 228 | 0 | 0 | 35568 | 0 | 8892 | 0 | 519
WSCCC | 2002 | BC Hydro - Westcoast Island | Westcoast | BC | High | Cogen |  | N | 240 | 0 |  |  | 240 | 0 | 0 | 37440 | 0 | 0 | 37440 | 0 | 520
WSCCC | 2003 | Calpine - Calgary Energy Centre |  | AB | Med | CC |  | N | 250 | 250 |  |  | 0 | 250 | 0 | 0 | 45000 | 0 | 11250 | 0 | 610
[9 empty] | 4009 | 3120 | 0 | 0 | 1929 | 1540 | 540 | 337476 | 258176 | 97200 | 402020 | 9752 | 7485
GRAND TOTAL | [8 empty] | 347059.8 | 281066.5 | 0 | 0 | 114278.9 | 128688.9 | 103267 | 20512662.4 | 23104921.6 | 18657856 | 22447628.8 | 8897389 | 242478

## By State
NEW GAS FIRED PLANT ADDITIONS (1999 THROUGH 2005)
NERC REGION | YEAR | Plant Description | Pipeline | State | Probability | Type | Month | Operational? | Plant Capacity | Merchant Capacity | Air Permit Hours | Machine Type | Tot Plant Capacity High | Tot Plant Capacity Medium | Tot Plant Capacity Low | Tot Gas Usage High | Tot Gas Usage Medium | Tot Gas Usage Low | Total Gas | Summer Only | ID
WSCCC | 1999 | Suncor 1 - Ft McMurray |  | AB | High | CC |  | N | 220 | 220 |  |  | 220 | 0 | 0 | 39600 | 0 | 0 | 39600 | 0 | 12
WSCCC | 1999 | TransAlta Energy - Fort Saskatchewan |  | AB | High | CC |  | N | 120 | 40 |  |  | 120 | 0 | 0 | 21600 | 0 | 0 | 21600 | 0 | 13
WSCCC | 2000 | Air Liquide/Shell - Scotford |  | AB | High | CC |  | N | 84 | 29 |  |  | 84 | 0 | 0 | 15120 | 0 | 0 | 15120 | 0 | 188
WSCCC | 2000 | CU Power/Nova/Epcor - Joffre |  | AB | High | CC | June | Y | 416 | 270 |  |  | 416 | 0 | 0 | 74880 | 0 | 0 | 74880 | 0 | 191
WSCCC | 2000 | TCPL - Cancarb (Medicine Hat) |  | AB | High | CC |  | N | 63 | 25 |  |  | 63 | 0 | 0 | 11340 | 0 | 0 | 11340 | 0 | 198
WSCCC | 2001 | Air Liquide/Shell - Scotford |  | AB | Med | CC |  | N | 84 | 84 |  |  | 0 | 84 | 0 | 0 | 15120 | 0 | 3780 | 0 | 359
WSCCC | 2001 | PanCanadian - Cavilier (Southmore) |  | AB | Med | 1 |  | N | 106 | 106 |  |  | 0 | 106 | 0 | 0 | 19504 | 0 | 4876 | 4876 | 385
WSCCC | 2001 | PanCanadian/CanOxy - Balzac |  | AB | Med | 1 |  | N | 106 | 106 |  |  | 0 | 106 | 0 | 0 | 19504 | 0 | 4876 | 4876 | 386
WSCCC | 2001 | PC - Mckay River |  | AB | Med | CC |  | N | 166 | 156 |  |  | 0 | 166 | 0 | 0 | 29880 | 0 | 7470 | 0 | 376
WSCCC | 2001 | Suncor 2 - Ft McMurray |  | AB | High | CC |  | N | 140 | 140 |  |  | 140 | 0 | 0 | 25200 | 0 | 0 | 25200 | 0 | 382
WSCCC | 2001 | TCPL - Agrium |  | AB | High | Cogen | November | N | 80 | 80 |  |  | 80 | 0 | 0 | 12480 | 0 | 0 | 12480 | 0 | 383
WSCCC | 2001 | TCPL - Redwater |  | AB | High | Cogen | November | N | 40 | 40 |  |  | 40 | 0 | 0 | 6240 | 0 | 0 | 6240 | 0 | 384
WSCCC | 2001 | TransAlta |  | AB | Med | Cogen |  | N | 360 | 360 |  |  | 0 | 360 | 0 | 0 | 56160 | 0 | 14040 | 0 | 388
WSCCC | 2002 | ATCO Power - Potasch Cory Mine |  | AB | Med | Cogen |  | N | 228 | 228 |  |  | 0 | 228 | 0 | 0 | 35568 | 0 | 8892 | 0 | 519
WSCCC | 2002 | Epcor - Rossdale |  | AB | Low | CC |  | N | 170 | 170 |  |  | 0 | 0 | 170 | 0 | 0 | 30600 | 0 | 0 | 530
WSCCC | 2002 | Syncrude 2 - Mildred/Aurora |  | AB | High | CC |  | N | 240 | 160 |  |  | 240 | 0 | 0 | 43200 | 0 | 0 | 43200 | 0 | 545
WSCCC | 2002 | TransAlta Energy - Wabamun Lake |  | AB | Low | CC |  | N | 370 | 370 |  |  | 0 | 0 | 370 | 0 | 0 | 66600 | 0 | 0 | 546
WSCCC | 2003 | Calpine - Calgary Energy Centre |  | AB | Med | CC |  | N | 250 | 250 |  |  | 0 | 250 | 0 | 0 | 45000 | 0 | 11250 | 0 | 610
[9 empty] | 3243 | 2834 | 0 | 0 | 1403 | 1300 | 540 | 249660 | 220736 | 97200
SERC | 1999 | Alabama Power - Burkville Cogen |  | AL | High | CC | July | Y | 97 | 0 |  |  | 97 | 0 | 0 | 17460 | 0 | 0 | 17460 | 0 | 62
SERC | 1999 | Alabama Power - Washington #1 |  | AL | High | CT | February | Y | 109 | 0 |  |  | 109 | 0 | 0 | 20056 | 0 | 0 | 20056 | 20056 | 61
SERC | 1999 | Olgethrope Power - Smarr Energy |  | AL | High | CT | June | Y | 217.4 | 0 |  |  | 217.4 | 0 | 0 | 40001.6 | 0 | 0 | 40001.6 | 40001.6 | 63
SERC | 2000 | Alabama Power (SOCO) - Barry | Koch | AL | High | CC | May | Y | 457.5 | 0 |  |  | 457.5 | 0 | 0 | 82350 | 0 | 0 | 82350 | 0 | 164
SERC | 2000 | FPL - Kinetic |  | AL | Med | CT |  | N | 628 | 628 | 0 | 0 | 0 | 628 | 0 | 0 | 115552 | 0 | 28888 | 28888 | 681
SERC | 2001 | AEC (McWilliams) | FGT | AL | High | CC | November | N | 500 | 250 |  |  | 500 | 0 | 0 | 90000 | 0 | 0 | 90000 | 0 | 325
SERC | 2001 | Alabama Power - Theodore Cogen | Mobile Gas | AL | High | Cogen | June | N | 207 | 0 |  |  | 207 | 0 | 0 | 32292 | 0 | 0 | 32292 | 0 | 326
SERC | 2001 | Alabama Power (SOCO) - Barry II | Koch | AL | High | CC | June | N | 537 | 0 |  |  | 537 | 0 | 0 | 96660 | 0 | 0 | 96660 | 0 | 327
SERC | 2001 | Skygen/InterGen - Mobile (Hog Bayou Energy Center) |  | AL | High | CC |  | N | 250 | 230 |  |  | 250 | 0 | 0 | 45000 | 0 | 0 | 45000 | 0 | 339
SERC | 2001 | Tenaska - Autauga Co II |  | AL | Med | CC |  | N | 900 | 900 | 0 | 0 | 0 | 900 | 0 | 0 | 162000 | 0 | 40500 | 0 | 686
SERC | 2002 | Alabama Power (SOCO) - Barry II | Koch | AL | High | CC | May | N | 233 | 0 |  |  | 233 | 0 | 0 | 41940 | 0 | 0 | 41940 | 0 | 451
SERC | 2002 | Calpine - Morgan Energy Center |  | AL | High | Cogen |  | N | 440 | 440 |  |  | 440 | 0 | 0 | 68640 | 0 | 0 | 68640 | 0 | 453
SERC | 2002 | Calpine/Solutia - Decatur Energy - Phase I | Midcoast | AL | High | Cogen | June | N | 440 | 440 |  |  | 440 | 0 | 0 | 68640 | 0 | 0 | 68640 | 0 | 452
SERC | 2002 | Georgia Power - Goat Rock |  | AL | Med | CC | Early | N | 500 | 500 |  |  | 0 | 500 | 0 | 0 | 90000 | 0 | 22500 | 0 | 462
SERC | 2002 | Tenaska - Lindsay Hill (Billingsley) |  | AL | High | CC |  | N | 846 | 846 |  |  | 846 | 0 | 0 | 152280 | 0 | 0 | 152280 | 0 | 475
SERC | 2003 | Alabama Power (SOCO) - Autaugaville |  | AL | High | CC |  |  | 1260 | 0 |  |  | 1260 | 0 | 0 | 226800 | 0 | 0 | 226800 | 0 | 588
SERC | 2003 | Calpine - Tallapoosa Co (Hillabee Energy) | Midcoast | AL | Med | CC |  | N | 700 | 700 |  |  | 0 | 700 | 0 | 0 | 126000 | 0 | 31500 | 0 | 582
SERC | 2003 | Cogentrix - Blount |  | AL | Low | CC |  |  | 800 | 800 |  |  | 0 | 0 | 800 | 0 | 0 | 144000 | 0 | 0 | 560
SERC | 2003 | GenPower - Quinton |  | AL | Low | CC |  | N | 600 | 600 |  |  | 0 | 0 | 600 | 0 | 0 | 108000 | 0 | 0 | 584
SERC | 2004 | Calpine - Morgan Energy Center II |  | AL | High | Cogen |  | N | 220 | 220 |  |  | 220 | 0 | 0 | 34320 | 0 | 0 | 34320 | 0 | 650
SERC | 2004 | Georgia Power - Goat Rock II (Autaugaville Power??) |  | AL | Low | CC |  | N | 1710 | 0 |  |  | 0 | 0 | 1710 | 0 | 0 | 307800 | 0 | 0 | 648
SERC | 2004 | Tenaska - Coosa |  | AL | Low | CT |  |  | 510 | 510 |  |  | 0 | 0 | 510 | 0 | 0 | 93840 | 0 | 0 | 732
[9 empty] | 12161.9 | 7064 | 0 | 0 | 5813.9 | 2728 | 3620 | 1016439.6 | 493552 | 653640 | 1139827.6 | 88945.6 | 9671
SERC | 1999 | Entergy | Columbia Gulf | AR | High | CT | February | Y | 306 | 0 |  |  | 306 | 0 | 0 | 56304 | 0 | 0 | 56304 | 56304 | 67
SPP | 2001 | Arkansas Elec Coop - Fulton (Hempstead) | NGPL | AR | High | CT | June | N | 153 | 118 |  |  | 153 | 0 | 0 | 28152 | 0 | 0 | 28152 | 28152 | 357
SPP | 2001 | Arkansas Elec Coop - Ozark Repowering |  | AR | Med | CT |  | N | 110 | 110 |  |  | 0 | 110 | 0 | 0 | 20240 | 0 | 5060 | 5060 | 356
SERC | 2001 | Skygen/InterGen - Pine Bluff Energy Center | Reliant | AR | High | CC |  | N | 220 | 220 |  |  | 220 | 0 | 0 | 39600 | 0 | 0 | 39600 | 0 | 340
SERC | 2002 | Duke - Hot Spring Energy I (Malvern) |  | AR | Med | CC | June | N | 620 | 620 | 0 |  | 0 | 620 | 0 | 0 | 111600 | 0 | 27900 | 0 | 757
SERC | 2002 | GenPower - Lonoke (Keo) |  | AR | Low | CC | 4Q | N | 640 | 640 |  | GE 7FA | 0 | 0 | 640 | 0 | 0 | 115200 | 0 | 0 | 461
SERC | 2002 | Kinder Morgan/SEI - Little Rock (Wrightsville) | NGPL | AR | Low | CT | April | N | 550 | 550 |  |  | 0 | 0 | 550 | 0 | 0 | 101200 | 0 | 0 | 466
SERC | 2003 | AES - Cyprus |  | AR | Med | CT |  | N | 540 | 540 | 0 |  | 0 | 540 | 0 | 0 | 99360 | 0 | 24840 | 24840 | 767
SERC | 2003 | Panda - Union County (El Dorado) 2002?? | Panda Int PL fed by Tennessee/Gulf States PL | AR | Med | CC | March | N | 2720 | 2720 |  |  | 0 | 2720 | 0 | 0 | 489600 | 0 | 122400 | 0 | 587
SERC | 2003 | Tenaska - Lonoke |  | AR | Med | CC | May |  | 1700 | 1700 | 0 |  | 0 | 1700 | 0 | 0 | 306000 | 0 | 76500 | 0 | 708
SERC | 2004 | Duke - Hot Spring Energy II (Malvern) |  | AR | Low | CC |  | N | 620 | 620 | 0 | GE 7FA | 0 | 0 | 620 | 0 | 0 | 111600 | 0 | 0 | 774
[9 empty] | 8179 | 7838 | 0 | 0 | 679 | 5690 | 1810 | 124056 | 1026800 | 328000
WSCC | 2001 | APS - West Phoenix |  | AZ | Med | CC |  | N | 130 | 0 |  |  | 0 | 130 | 0 | 0 | 23400 | 0 | 5850 | 0 | 360
WSCC | 2001 | Calpine - South Point (Fort Mojave) | SWG/TW | AZ | High | CC | July | N | 540 | 540 |  |  | 540 | 0 | 0 | 97200 | 0 | 0 | 97200 | 0 | 367
WSCC | 2001 | Calpine/Pinnacle - West Phoenix (Buckeye) 4 |  | AZ | High | CC | August | N | 70 | 70 |  |  | 70 | 0 | 0 | 12600 | 0 | 0 | 12600 | 0 | 365
WSCC | 2001 | Hermosillo Power Plant | El Paso | AZ | High | CC |  | N | 225 | 225 |  |  | 225 | 0 | 0 | 40500 | 0 | 0 | 40500 | 0 | 372
WSCC | 2001 | Panda Energy - Gila River I | El Paso | AZ | Med | CT |  | N | 1000 | 1000 |  |  | 0 | 1000 | 0 | 0 | 184000 | 0 | 46000 | 46000 | 375
WSCC | 2001 | PP&L/Duke - Kingman (Griffith) | El Paso/TW | AZ | High | Cogen | July | N | 520 | 390 |  |  | 520 | 0 | 0 | 81120 | 0 | 0 | 81120 | 0 | 378
WSCC | 2001 | Reliant - Casa Grande (Desert Basin) | El Paso | AZ | High | CC | June | N | 500 | 500 |  |  | 500 | 0 | 0 | 90000 | 0 | 0 | 90000 | 0 | 380
WSCC | 2002 | Naco-Nogales/Grupo Mexico | El Paso | AZ | Med | CC | March | N | 350 | 0 |  |  | 0 | 350 | 0 | 0 | 63000 | 0 | 15750 | 0 | 534
WSCC | 2002 | Panda Energy - Gila River II (CC Conv) | El Paso | AZ | Med | CC |  | N | 1000 | 1000 |  |  | 0 | 1000 | 0 | 0 | 180000 | 0 | 45000 | 0 | 536
WSCC | 2002 | PP&L - Sundance (Pinal Co) |  | AZ | Med | CT | June | N | 600 | 600 | 0 |  | 0 | 600 | 0 | 0 | 110400 | 0 | 27600 | 27600 | 786
WSCC | 2002 | Salt River Project - Suntan (Maricopa Co) |  | AZ | Low | CT |  | N | 825 | 825 |  |  | 0 | 0 | 825 | 0 | 0 | 151800 | 0 | 0 | 540
WSCC | 2002 | SRP/Dynegy/NRG - Phoenix |  | AZ | Med | CT |  | N | 825 | 825 |  |  | 0 | 825 | 0 | 0 | 151800 | 0 | 37950 | 37950 | 542
WSCC | 2003 | Calpine/Pinnacle - West Phoenix (Buckeye) 5 |  | AZ | High | CC | December | N | 500 | 500 |  |  | 500 | 0 | 0 | 90000 | 0 | 0 | 90000 | 0 | 366
WSCC | 2003 | Duke - Buckeye |  | AZ | Low | CC |  | N | 550 | 550 |  |  | 0 | 0 | 550 | 0 | 0 | 99000 | 0 | 0 | 614
WSCC | 2003 | IPT/Power Dev - Gila Bend |  | AZ | Med | CC | November | N | 750 | 750 |  |  | 0 | 750 | 0 | 0 | 135000 | 0 | 33750 | 0 | 616
WSCC | 2003 | PG&E - Harzuahala Velley |  | AZ | High | CC | January | N | 1000 | 1000 |  |  | 1000 | 0 | 0 | 180000 | 0 | 0 | 180000 | 0 | 617
WSCC | 2003 | Pinnacle - Red Hawk |  | AZ | Med | CC |  | N | 530 | 530 |  |  | 0 | 530 | 0 | 0 | 95400 | 0 | 23850 | 0 | 620
WSCC | 2003 | Sempra - Mesquite (Maricopa) |  | AZ | Low | CC |  | N | 1000 | 1000 |  |  | 0 | 0 | 1000 | 0 | 0 | 180000 | 0 | 0 | 622
WSCC | 2004 | Pinnacle - Red Hawk |  | AZ | Med | CC |  | Y | 530 | 530 |  |  | 0 | 530 | 0 | 0 | 95400 | 0 | 23850 | 0 | 655
WSCC | 2005 | Allesheny - La Paz (Alensu) |  | AZ | Low | CC |  | N | 1080 | 1080 | 0 |  | 0 | 0 | 1080 | 0 | 0 | 194400 | 0 | 0 | 748
[9 empty] | 12525 | 11915 | 0 | 0 | 3355 | 5715 | 3455 | 591420 | 1038400 | 625200
WSCCC | 1999 | TransAlta Energy - Fort Nelson | Westcoast | BC | High | Cogen | July | N | 46 | 46 |  |  | 46 | 0 | 0 | 7176 | 0 | 0 | 7176 | 0 | 14
WSCCC | 2000 | Island Cogeneration |  | BC | High | CC | June | N | 240 | 240 |  |  | 240 | 0 | 0 | 43200 | 0 | 0 | 43200 | 0 | 194
WSCCC | 2001 | BC Hydro - Port Alberni | Westcoast | BC | Med | Cogen | December | N | 240 | 0 |  |  | 0 | 240 | 0 | 0 | 37440 | 0 | 9360 | 0 | 362
WSCCC | 2002 | BC Hydro - Westcoast Island | Westcoast | BC | High | Cogen |  | N | 240 | 0 |  |  | 240 | 0 | 0 | 37440 | 0 | 0 | 37440 | 0 | 520
[9 empty] | 766 | 286 | 0 | 0 | 526 | 240 | 0 | 87816 | 37440 | 0
WSCC | 2000 | California Institue of Technology |  | CA | High | CT | January | Y | 5.2 | 0 | 0 | 0 | 5.2 | 0 | 0 | 956.8 | 0 | 0 | 956.8 | 956.8 | 687
WSCC | 2001 | AES - South City | PG&E | CA | Low | CT |  | N | 170 | 170 |  |  | 0 | 0 | 170 | 0 | 0 | 31280 | 0 | 0 | 358
WSCC | 2001 | Calpine - Scott Substation | PG&E | CA | High | CT | June | N | 88 | 88 | 0 | LM 6000 | 88 | 0 | 0 | 16192 | 0 | 0 | 16192 | 16192 | 753
WSCC | 2001 | Calpine - Warnerville Project |  | CA | High | CT |  | N | 86.4 | 86.4 | 0 |  | 86.4 | 0 | 0 | 15897.6 | 0 | 0 | 15897.6 | 15897.6 | 755
WSCC | 2001 | Calpine - Yuba City, Sutter County | PG&E | CA | High | CC | September | N | 520 | 520 |  |  | 520 | 0 | 0 | 93600 | 0 | 0 | 93600 | 0 | 363
WSCC | 2001 | Calpine (Enron) - Pittsburg (Los Medanos) |  | CA | High | CC | May | N | 500 | 425 |  |  | 500 | 0 | 0 | 90000 | 0 | 0 | 90000 | 0 | 364
WSCC | 2001 | Edison Mission (formerly Texaco) - Sunrise Power Project |  | CA | High | Cogen | December | N | 300 | 300 |  |  | 300 | 0 | 0 | 46800 | 0 | 0 | 46800 | 0 | 387
WSCC | 2001 | El Paso - South San Francisco | PG&E | CA | High | CT | August | N | 51 | 51 | 0 |  | 51 | 0 | 0 | 9384 | 0 | 0 | 9384 | 9384 | 754
WSCC | 2001 | PG&E - Kern County/La Paloma (2002?) | Kern/Mojave | CA | High | CC | September | N | 1048 | 1048 |  |  | 1048 | 0 | 0 | 188640 | 0 | 0 | 188640 | 0 | 377
WSCC | 2001 | PG&E - San Diego |  | CA | High | CT | June |  | 49 | 0 |  |  | 49 | 0 | 0 | 9016 | 0 | 0 | 9016 | 9016 | 719
WSCC | 2001 | Summit Group - Blythe | El Paso | CA | Med | Cogen |  | N | 400 | 400 |  |  | 0 | 400 | 0 | 0 | 62400 | 0 | 15600 | 0 | 381
WSCC | 2002 | AES - South City | PG&E | CA | Low | CC |  | N | 345 | 345 |  |  | 0 | 0 | 345 | 0 | 0 | 62100 | 0 | 0 | 518
WSCC | 2002 | Bock - Livingstone (Pioneer) |  | CA | Low | CC |  | N | 260 | 260 |  |  | 0 | 0 | 260 | 0 | 0 | 46800 | 0 | 0 | 521
WSCC | 2002 | Calpine - Metcalf Energy Center |  | CA | Med | CC |  | N | 600 | 600 |  |  | 0 | 600 | 0 | 0 | 108000 | 0 | 27000 | 0 | 522
WSCC | 2002 | Calpine - Pittsburg (Delta Energy Center) |  | CA | High | CC | June | N | 880 | 880 |  |  | 880 | 0 | 0 | 158400 | 0 | 0 | 158400 | 0 | 523
WSCC | 2002 | Calpine (Tejon Ranch) - Pastoria Power | Kern/Mojave | CA | Med | CC |  | N | 960 | 960 |  |  | 0 | 960 | 0 | 0 | 172800 | 0 | 43200 | 0 | 538
WSCC | 2002 | Duke - Moss Landing | PG&E | CA | High | CC | July | Y | 1060 | 1060 |  |  | 1060 | 0 | 0 | 190800 | 0 | 0 | 190800 | 0 | 528
WSCC | 2002 | Midway Sunset Cogen |  | CA | Low | Cogen |  | N | 500 | 500 |  |  | 0 | 0 | 500 | 0 | 0 | 78000 | 0 | 0 | 532
WSCC | 2002 | Ogden Pacific - Three Mountain | PG&E | CA | Low | CC |  | N | 500 | 500 |  |  | 0 | 0 | 500 | 0 | 0 | 90000 | 0 | 0 | 535
WSCC | 2002 | Rosarito | Socal | CA | Med | CC | August | N | 450 | 0 |  |  | 0 | 450 | 0 | 0 | 81000 | 0 | 20250 | 0 | 539
WSCC | 2002 | Sempra/Oxy - Elk Hills |  | CA | High | CC | December | N | 500 | 500 |  |  | 500 | 0 | 0 | 90000 | 0 | 0 | 90000 | 0 | 541
WSCC | 2002 | Sunlaw Cogen (EM-ONE) |  | CA | Low | Cogen |  | N | 800 | 800 |  |  | 0 | 0 | 800 | 0 | 0 | 124800 | 0 | 0 | 544
WSCC | 2003 | AES - Antelope Valley | Kern | CA | Low | CC |  | N | 1000 | 1000 |  |  | 0 | 0 | 1000 | 0 | 0 | 180000 | 0 | 0 | 608
WSCC | 2003 | Calpine - Newark Energy |  | CA | Med | CC |  | N | 600 | 600 |  |  | 0 | 600 | 0 | 0 | 108000 | 0 | 27000 | 0 | 609
WSCC | 2003 | Calpine (formerly PG&E) - Otay Mesa |  | CA | Med | CC | June | N | 510 | 510 |  |  | 0 | 510 | 0 | 0 | 91800 | 0 | 22950 | 0 | 547
WSCC | 2003 | Calpine/Adair - Teayawa Energy Center |  | CA | Med | CC |  | N | 600 | 600 |  |  | 0 | 600 | 0 | 0 | 108000 | 0 | 27000 | 0 | 611
WSCC | 2003 | Constellation/Inland - Victorville/High Desert | Kern/Mojave &PG&E | CA | High | CC | June | N | 720 | 720 |  |  | 720 | 0 | 0 | 129600 | 0 | 0 | 129600 | 0 | 525
WSCC | 2003 | Southern - Contra Costa |  | CA | Low | CT |  | N | 530 | 530 |  |  | 0 | 0 | 530 | 0 | 0 | 97520 | 0 | 0 | 626
WSCC | 2003 | Southern - Potrero |  | CA | Low | CT |  | N | 520 | 520 |  |  | 0 | 0 | 520 | 0 | 0 | 95680 | 0 | 0 | 627
WSCC | 2004 | Calpine - East Altamont Energy | PG&E | CA | Med | CC | June | N | 1100 | 1100 | 0 |  | 0 | 1100 | 0 | 0 | 198000 | 0 | 49500 | 0 | 760
WSCC | 2004 | Mountainview Power Co (San Bernardino) |  | CA | Med | CC |  | N | 1100 | 1100 |  |  | 0 | 1100 | 0 | 0 | 198000 | 0 | 49500 | 0 | 656
WSCC | 2004 | SMUD - Rancho Seco |  | CA | Med | CT |  |  | 1000 | 0 |  |  | 0 | 1000 | 0 | 0 | 184000 | 0 | 46000 | 46000 | 742
[9 empty] | 17752.6 | 16173.4 | 0 | 0 | 5807.6 | 7320 | 4625 | 1039286.4 | 1312000 | 806180
WSCC | 1999 | City of Colorado Springs - Nixon Plant | CIG | CO | High | CT | July | Y | 63 | 0 |  |  | 63 | 0 | 0 | 11592 | 0 | 0 | 11592 | 11592 | 8
WSCC | 1999 | PSCO - Fort St. Vrain #3 | CIG | CO | High | CC | January | Y | 241 | 0 |  |  | 241 | 0 | 0 | 43380 | 0 | 0 | 43380 | 0 | 11
WSCC | 1999 | PSCO - Valmont | CIG | CO | High | CT | October | N | 40 | 0 |  |  | 40 | 0 | 0 | 7360 | 0 | 0 | 7360 | 7360 | 10
WSCC | 2000 | Black Hills Generation - Arapahoe | CIG/PSCO | CO | High | CT | June | Y | 74 | 74 |  |  | 74 | 0 | 0 | 13616 | 0 | 0 | 13616 | 13616 | 196
WSCC | 2000 | Coastal - Pawnee Station (Brush) - Fulton Cogen 0 Manchief Station | CIG/PSCO | CO | High | CT | May | Y | 328.1 | 0 |  |  | 328.1 | 0 | 0 | 60370.4 | 0 | 0 | 60370.4 | 60370.4 | 190
WSCC | 2000 | PSCO - Arapahoe/Valmont | CIG/PSCO | CO | High | CT | June | Y | 126 | 0 |  |  | 126 | 0 | 0 | 23184 | 0 | 0 | 23184 | 23184 | 195
WSCC | 2001 | Front Range Energy - Ft. Lupton (2000?) | CIG/PSCO | CO | High | Cogen | May | N | 160 | 0 |  |  | 160 | 0 | 0 | 24960 | 0 | 0 | 24960 | 0 | 370
WSCC | 2001 | North American Power - DIA |  | CO | Low | CT |  | N | 150 | 150 |  |  | 0 | 0 | 150 | 0 | 0 | 27600 | 0 | 0 | 373
WSCC | 2001 | PSCO - Fort St. Vrain |  | CO | Low | CC | May | N | 214 | 0 |  |  | 0 | 0 | 214 | 0 | 0 | 38520 | 0 | 0 | 379
WSCC | 2002 | El Paso - Brush |  | CO | Low | CT | May | N | 60 | 60 |  |  | 0 | 0 | 60 | 0 | 0 | 11040 | 0 | 0 | 668
WSCC | 2003 | City of Colorado Springs - Nixon Plant | CIG | CO | Med + | CC | October | N | 480 | 0 |  |  | 0 | 480 | 0 | 0 | 86400 | 0 | 21600 | 0 | 612
WSCC | 2004 | Calpine - Hudson (Weld Co) |  | CO | Low | CT |  |  | 516 | 516 |  |  | 0 | 0 | 516 | 0 | 0 | 94944 | 0 | 0 | 738
[9 empty] | 2452.1 | 800 | 0 | 0 | 1032.1 | 480 | 940 | 184462.4 | 86400 | 172104
NPCC | 1999 | Duke - Bridgeport II | Iroquois | CT | High | CC | June | Y | 180 | 180 |  |  | 180 | 0 | 0 | 32400 | 0 | 0 | 32400 | 0 | 54
NPCC | 2000 | GKO - South Norwalk |  | CT | Low | 1 | January | N | 175 | 175 |  |  | 0 | 0 | 175 | 0 | 0 | 32200 | 0 | 0 | 153
NPCC | 2000 | Skygen - Versaille |  | CT | Dead | 1 |  | N | 0 | 0 |  |  | 0 | 0 | 0 | 0 | 0 | 0 | 0 | 0 | 160
NPCC | 2001 | AES - Southington (permit problems) |  | CT | Low | CT |  | N | 320 | 320 |  |  | 0 | 0 | 320 | 0 | 0 | 58880 | 0 | 0 | 292
NPCC | 2001 | CT Municipal Electric - Norwich |  | CT | Low | 1 |  | N | 500 | 500 |  |  | 0 | 0 | 500 | 0 | 0 | 92000 | 0 | 0 | 298
NPCC | 2001 | PDC - Milford | Tenn/Iroq | CT | High | CC | February | N | 544 | 544 |  |  | 544 | 0 | 0 | 97920 | 0 | 0 | 97920 | 0 | 308
NPCC | 2001 | PDC/El Paso - Meriden-Berlin | Tenn/Algon | CT | Med | CC | 3Q | N | 544 | 544 |  |  | 0 | 544 | 0 | 0 | 97920 | 0 | 24480 | 0 | 309
NPCC | 2001 | PG&E - Killingly (LakeRoad Gen) | Algon | CT | High | CC | June | N | 810 | 810 |  |  | 810 | 0 | 0 | 145800 | 0 | 0 | 145800 | 0 | 321
NPCC | 2001 | PP&L/Stone & Webster - Wallingford |  | CT | High | CC |  | N | 250 | 250 |  |  | 250 | 0 | 0 | 45000 | 0 | 0 | 45000 | 0 | 605
NPCC | 2001 | Sempra - Rocky River - New Milford (site problems) |  | CT | Dead | CC | July | N | 0 | 0 |  |  | 0 | 0 | 0 | 0 | 0 | 0 | 0 | 0 | 310
NPCC | 2001 | Williams - Norwich |  | CT | Low | 1 |  | N | 500 | 500 |  |  | 0 | 0 | 500 | 0 | 0 | 92000 | 0 | 0 | 324
NPCC | 2002 | Bechtel Power - Haddem Neck |  | CT | Low | CT |  | N | 900 | 900 |  |  | 0 | 0 | 900 | 0 | 0 | 165600 | 0 | 0 | 486
NPCC | 2002 | TransEnergie - Crossound |  | CT | Med | CT | May | N | 600 | 600 |  |  | 0 | 600 | 0 | 0 | 110400 | 0 | 27600 | 27600 | 510
NPCC | 2002 | Wisconsin Energy - New Haven | Algon ? | CT | Med | 1 |  | N | 446 | 446 |  |  | 0 | 446 | 0 | 0 | 82064 | 0 | 20516 | 20516 | 163
NPCC | 2003 | AES - Connecticut Yankee |  | CT | Low | 1 |  | N | 700 | 700 |  |  | 0 | 0 | 700 | 0 | 0 | 128800 | 0 | 0 | 597
NPCC | 2003 | Calpine/Towantic Energy - Oxford |  | CT | Med | CC |  | N | 540 | 540 |  |  | 0 | 540 | 0 | 0 | 97200 | 0 | 24300 | 0 | 596
[9 empty] | 7009 | 7009 | 0 | 0 | 1784 | 2130 | 3095 | 321120 | 387584 | 569480
PJM | 2000 | Motiva - Delaware City |  | DE | High | CT | May | Y | 156.4 | 156.4 |  |  | 156.4 | 0 | 0 | 28777.6 | 0 | 0 | 28777.6 | 28777.6 | 95
PJM | 2001 | Chesapeake - Seaford Expanson |  | DE | High | CT | July |  | 10 | 0 |  |  | 10 | 0 | 0 | 1840 | 0 | 0 | 1840 | 1840 | 274
PJM | 2001 | Connectiv - New Castle Co (Wilmington) |  | DE | Med | CT | June | N | 335 | 335 |  |  | 0 | 335 | 0 | 0 | 61640 | 0 | 15410 | 15410 | 275
PJM | 2001 | Statoil - Kraft Foods |  | DE | Med | Cogen |  | N | 88 | 88 |  |  | 0 | 88 | 0 | 0 | 13728 | 0 | 3432 | 0 | 276
PJM | 2002 | Connectiv - New Castle Co (Wilmington) |  | DE | Med | CC |  | N | 165 | 0 |  |  | 0 | 165 | 0 | 0 | 29700 | 0 | 7425 | 0 | 436
[9 empty] | 754.4 | 579.4 | 0 | 0 | 166.4 | 588 | 0 | 30617.6 | 105068 | 0
FRCC | 1999 | Cargill - Riverview |  | FL | Low | 1 | July | N | 35 | 0 |  |  | 0 | 0 | 35 | 0 | 0 | 6440 | 0 | 0 | 71
FRCC | 1999 | FPC - Anclote | FGT | FL | High | CC | June | N | 1000 | 400 |  |  | 1000 | 0 | 0 | 180000 | 0 | 0 | 180000 | 0 | 72
FRCC | 1999 | FPC - Hines Unit #1 | FGT **** | FL | High | CC | April | Y | 470 | 0 |  |  | 470 | 0 | 0 | 84600 | 0 | 0 | 84600 | 0 | 73
FRCC | 1999 | JEA - Brady Branch I | FGT | FL | High | CC | Sept | N | 177 | 0 |  |  | 177 | 0 | 0 | 31860 | 0 | 0 | 31860 | 0 | 74
FRCC | 1999 | Lakeland - McIntosh I | FGT **** | FL | High | 1 | June | N | 245 | 0 |  |  | 245 | 0 | 0 | 45080 | 0 | 0 | 45080 | 45080 | 75
FRCC | 2000 | Bio Energy Partners - CSL Gas Recovery | FGT | FL | High | CT | June | Y | 2 | 0 | 0 | 0 | 2 | 0 | 0 | 368 | 0 | 0 | 368 | 368 | 692
FRCC | 2000 | FPL - Fort Meyers | FGT | FL | High | CC | October | N | 1400 | 0 |  |  | 1400 | 0 | 0 | 252000 | 0 | 0 | 252000 | 0 | 88
FRCC | 2000 | JEA - Kennedy | FGT +++ | FL | High | CT | June | Y | 165 | 0 |  |  | 165 | 0 | 0 | 30360 | 0 | 0 | 30360 | 30360 | 89
FRCC | 2000 | Tallahassee - Purdom #8 | FGT | FL | High | CC | May | Y | 250 | 0 |  |  | 250 | 0 | 0 | 45000 | 0 | 0 | 45000 | 0 | 90
FRCC | 2000 | TECO - Hardee | FGT | FL | High | CT | June | Y | 75 | 0 |  |  | 75 | 0 | 0 | 13800 | 0 | 0 | 13800 | 13800 | 91
FRCC | 2000 | TECO - Polk Power Station | FGT **** | FL | High | SC | July | N | 150 | 0 |  |  | 150 | 0 | 0 | 27600 | 0 | 0 | 27600 | 27600 | 92
FRCC | 2001 | Calpine - Auburndale | FGT | FL | Low | 1 |  | N | 100 | 100 |  |  | 0 | 0 | 100 | 0 | 0 | 18400 | 0 | 0 | 256
FRCC | 2001 | El Paso - Hardee Co | FGT | FL | Low | 1 |  | N | 640 | 640 |  |  | 0 | 0 | 640 | 0 | 0 | 117760 | 0 | 0 | 255
FRCC | 2001 | El Paso - Pasco Co (510??) | FGT | FL | Low | 1 | June | N | 300 | 150 |  |  | 0 | 0 | 300 | 0 | 0 | 55200 | 0 | 0 | 254
FRCC | 2001 | ENA - Ft. Pierce | FGT | FL | High | CT | June | N | 190 | 190 |  |  | 190 | 0 | 0 | 34960 | 0 | 0 | 34960 | 34960 | 258
FRCC | 2001 | ENA - Lakeland | FGT | FL | Low | CT | January | N | 150 | 0 |  |  | 0 | 0 | 150 | 0 | 0 | 27600 | 0 | 0 | 257
FRCC | 2001 | FPC - Hines #2 | FGT **** | FL | delay | CC | June | N | 0 | 0 |  |  | 0 | 0 | 0 | 0 | 0 | 0 | 0 | 0 | 259
FRCC | 2001 | FPC - Intersession City | FGT **** | FL | High | SC | December | N | 255 | 0 |  |  | 255 | 0 | 0 | 46920 | 0 | 0 | 46920 | 46920 | 260
FRCC | 2001 | FPL - Martin Expansion | FGT | FL | High | CT |  | N | 340 | 0 |  |  | 340 | 0 | 0 | 62560 | 0 | 0 | 62560 | 62560 | 261
FRCC | 2001 | JEA - Brandy Branch | FGT +++ | FL | Med | CT | 1Q & 4Q | N | 450 | 230 |  |  | 0 | 450 | 0 | 0 | 82800 | 0 | 20700 | 20700 | 262
FRCC | 2001 | LS Power - Hardee Co. | FGT +++ | FL | High | CT | October |  | 510 | 510 |  |  | 510 | 0 | 0 | 93840 | 0 | 0 | 93840 | 93840 | 477
FRCC | 2001 | Polskly - Sterling Chemical (Skygen) | Koch Gateway | FL | Med + | Cogen |  | N | 250 | -56 |  |  | 0 | 250 | 0 | 0 | 39000 | 0 | 9750 | 0 | 263
FRCC | 2001 | Reliant - Orlando (Seminole EC) | FGT | FL | Med | CT | December | N | 460 | 300 |  |  | 0 | 460 | 0 | 0 | 84640 | 0 | 21160 | 21160 | 265
FRCC | 2001 | TECO - IMC | FGT | FL | High | Cogen |  | N | 150 | 150 |  |  | 150 | 0 | 0 | 23400 | 0 | 0 | 23400 | 0 | 264
FRCC | 2002 | Constellation - Cocoa/Oleander | FGT **** | FL | Med | SC | April | N | 850 | 850 |  |  | 0 | 850 | 0 | 0 | 156400 | 0 | 39100 | 39100 | 409
FRCC | 2002 | Decker Energy - Fort Meade | FGT | FL | Low | CT | November | N | 500 | 500 |  |  | 0 | 0 | 500 | 0 | 0 | 92000 | 0 | 0 | 410
FRCC | 2002 | Duke - New Smyrna Beach | FGT | FL | Low | CC | June | N | 514 | 484 |  |  | 0 | 0 | 514 | 0 | 0 | 92520 | 0 | 0 | 411
FRCC | 2002 | Dynegy - Palmetto Power | FGT **** | FL | Med | 1 | May | N | 500 | 500 |  |  | 0 | 500 | 0 | 0 | 92000 | 0 | 23000 | 23000 | 412
FRCC | 2002 | EDC - Dade County |  | FL | Low | 1 | May | N | 74 | 74 |  |  | 0 | 0 | 74 | 0 | 0 | 13616 | 0 | 0 | 666
FRCC | 2002 | ENA - Jacksonville | FGT | FL | Med | CT | January | N | 120 | 120 |  |  | 0 | 120 | 0 | 0 | 22080 | 0 | 5520 | 5520 | 414
FRCC | 2002 | ENA - Pompano Beach |  | FL | Low | CT | July |  | 510 | 510 |  | GE 7FA | 0 | 0 | 510 | 0 | 0 | 93840 | 0 | 0 | 529
FRCC | 2002 | ENA - South Florida (Special) | FGT | FL | High | CT | June | N | 150 | 150 |  |  | 150 | 0 | 0 | 27600 | 0 | 0 | 27600 | 27600 | 413
FRCC | 2002 | ENA - Vero Beach | FGT | FL | Low | CT | June | N | 150 | 150 |  |  | 0 | 0 | 150 | 0 | 0 | 27600 | 0 | 0 | 415
FRCC | 2002 | FMPA - Cane Island | FGT **** | FL | High | CC |  | N | 240 | 0 |  |  | 240 | 0 | 0 | 43200 | 0 | 0 | 43200 | 0 | 416
FRCC | 2002 | FPL - Ft. Meyers | FGT | FL | High | CC | June | N | 914 | 0 |  |  | 914 | 0 | 0 | 164520 | 0 | 0 | 164520 | 0 | 417
FRCC | 2002 | FPL - Sanford | FGT | FL | High | CC | January | N | 1000 | 0 |  |  | 1000 | 0 | 0 | 180000 | 0 | 0 | 180000 | 0 | 418
FRCC | 2002 | GRU - Kelly (Gainesville) | FGT | FL | Med | CC |  | N | 110 | 0 |  |  | 0 | 110 | 0 | 0 | 19800 | 0 | 4950 | 0 | 419
FRCC | 2002 | IMC Agrico (Polk Co) | FGT | FL | Med | CC |  | N | 400 | 0 |  |  | 0 | 400 | 0 | 0 | 72000 | 0 | 18000 | 0 | 420
FRCC | 2002 | IPS/Avon Park - Hardee County | FGT **** | FL | Med | 1 | July | N | 680 | 680 |  |  | 0 | 680 | 0 | 0 | 125120 | 0 | 31280 | 31280 | 421
FRCC | 2002 | KUA - Cane Island (Kissimmee) | FGT **** | FL | High | CC |  | N | 250 | 0 |  |  | 250 | 0 | 0 | 45000 | 0 | 0 | 45000 | 0 | 422
FRCC | 2002 | Lakeland - McIntosh II | FGT **** | FL | High | CC | June | N | 120 | 0 |  |  | 120 | 0 | 0 | 21600 | 0 | 0 | 21600 | 0 | 423
FRCC | 2002 | Panda - Leesburgh | FGT +++ | FL | Low | CC |  | N | 1000 | 1000 |  |  | 0 | 0 | 1000 | 0 | 0 | 180000 | 0 | 0 | 424
FRCC | 2002 | Seminole E.C. | FGT | FL | Low | CC |  | N | 900 | 0 |  |  | 0 | 0 | 900 | 0 | 0 | 162000 | 0 | 0 | 425
FRCC | 2002 | Seminole E.C. - Hardee Cty | FGT **** | FL | Med | CC | January | N | 500 | 0 |  |  | 0 | 500 | 0 | 0 | 90000 | 0 | 22500 | 0 | 426
FRCC | 2002 | Seminole E.C. - Payne Creek | FGT **** | FL | High | CC |  | N | 500 | 0 |  |  | 500 | 0 | 0 | 90000 | 0 | 0 | 90000 | 0 | 427
SERC | 2002 | SOCO - Plant Smith (Gulf Power) | FGT | FL | High | CC |  | N | 574 | 0 |  |  | 574 | 0 | 0 | 103320 | 0 | 0 | 103320 | 0 | 472
FRCC | 2002 | TECO (inc. Polk Power Plt) | FGT ****/+++ | FL | Low | CC |  | N | 540 | 0 |  |  | 0 | 0 | 540 | 0 | 0 | 97200 | 0 | 0 | 428
FRCC | 2002 | Thermo Ecotek | FGT | FL | Low | CC |  | N | 210 | 210 |  |  | 0 | 0 | 210 | 0 | 0 | 37800 | 0 | 0 | 429
FRCC | 2003 | Bonnie Mine Energy | FGT | FL | Low | 1 |  | N | 800 | 800 |  |  | 0 | 0 | 800 | 0 | 0 | 147200 | 0 | 0 | 566
FRCC | 2003 | Calpine I - Vero Beach (Blue Heron) | FGT | FL | Low | CC | March | N | 1000 | 1000 |  |  | 0 | 0 | 1000 | 0 | 0 | 180000 | 0 | 0 | 564
FRCC | 2003 | Calpine II - Auburndale (Osprey) | FGT | FL | Med | CC | June | N | 540 | 540 |  |  | 0 | 540 | 0 | 0 | 97200 | 0 | 24300 | 0 | 565
FRCC | 2003 | Competitive Power Ventures - St. Lucie |  | FL | Low | CT |  | N | 250 | 250 | 0 |  | 0 | 0 | 250 | 0 | 0 | 46000 | 0 | 0 | 781
FRCC | 2003 | Decker - Polk County (Port St. Lucie) | FGT | FL | Med | CC | January | N | 500 | 500 |  |  | 0 | 500 | 0 | 0 | 90000 | 0 | 22500 | 0 | 567
FRCC | 2003 | Duke - Fort Pierce (St. Lucie) | FGT | FL | Low | CT |  | N | 620 | 620 |  |  | 0 | 0 | 620 | 0 | 0 | 114080 | 0 | 0 | 568
FRCC | 2003 | FPC - Polk County (Hines #2) | FGT | FL | High | CT | November | N | 530 | 0 |  |  | 530 | 0 | 0 | 97520 | 0 | 0 | 97520 | 97520 | 570
FRCC | 2003 | FPL - Ft. Meyers | FGT | FL | Med | CT | April | N | 340 | 0 |  |  | 0 | 340 | 0 | 0 | 62560 | 0 | 15640 | 15640 | 569
FRCC | 2003 | IPS/Avon Park - De Soto Co. | FGT **** | FL | Med | CT |  | N | 340 | 340 |  |  | 0 | 340 | 0 | 0 | 62560 | 0 | 15640 | 15640 | 669
FRCC | 2003 | Panda - Leesburg |  | FL | High | CC | May | N | 1000 | 0 |  |  | 1000 | 0 | 0 | 180000 | 0 | 0 | 180000 | 0 | 572
FRCC | 2003 | Panda - Midway Power (St. Lucie) |  | FL | Med | CC | May | N | 1000 | 0 |  |  | 0 | 1000 | 0 | 0 | 180000 | 0 | 45000 | 0 | 573
FRCC | 2003 | PG&E - Okeechobee Co | FGT **** | FL | Med | CC |  | N | 550 | 550 |  |  | 0 | 550 | 0 | 0 | 99000 | 0 | 24750 | 0 | 574
FRCC | 2003 | Southern Co - Central Florida | FGT +++ | FL | Med + | 1 | January | N | 500 | 500 |  |  | 0 | 500 | 0 | 0 | 92000 | 0 | 23000 | 23000 | 575
FRCC | 2003 | TECO - Gannon Repowering | FGT | FL | High | CC | May | N | 698 | 0 |  |  | 698 | 0 | 0 | 125640 | 0 | 0 | 125640 | 0 | 571
FRCC | 2003 | TECO shut down of six coal plants to add 250,000/d of load by 2004 |  | FL | Low | 1 |  | N |  |  |  |  | 0 | 0 |  | 0 | 0 |  | 0 | 0 | 563
FRCC | 2003 | US Gen | FGT | FL | Low | CC |  | N | 1000 | 1000 |  |  | 0 | 0 | 1000 | 0 | 0 | 180000 | 0 | 0 | 576
FRCC | 2004 | Bonnie Mine Energy |  | FL | Low | CT |  | N | 800 | 800 |  |  | 0 | 0 | 800 | 0 | 0 | 147200 | 0 | 0 | 643
FRCC | 2004 | Competitive Power Ventures I |  | FL | Low | 1 |  | N | 550 | 550 |  |  | 0 | 0 | 550 | 0 | 0 | 101200 | 0 | 0 | 644
FRCC | 2004 | Competitive Power Ventures II |  | FL | Low | 1 |  | N | 550 | 550 |  |  | 0 | 0 | 550 | 0 | 0 | 101200 | 0 | 0 | 645
FRCC | 2004 | IPS/Avon Park - Pasco Co |  | FL | Low | CT |  | N | 340 | 340 |  |  | 0 | 0 | 340 | 0 | 0 | 62560 | 0 | 0 | 676
FRCC | 2004 | TECO - Bayside Station | FGT | FL | Med | CC | 1Q | N | 1475 | 0 |  |  | 0 | 1475 | 0 | 0 | 265500 | 0 | 66375 | 0 | 642
FRCC | 2004 | TECO shut down of six coal plants to add 250,000/d of load by 2004 |  | FL | Low | 1 |  | N |  |  |  |  | 0 | 0 |  | 0 | 0 |  | 0 | 0 | 641
[9 empty] | 4715 | 3240 | 0 | 0 | 0 | 1475 | 3240 | 0 | 265500 | 592160
SERC | 1999 | Morgan Stanley - Lee County | SoNat | GA | High | CC |  | N | 100 | 100 |  |  | 100 | 0 | 0 | 18000 | 0 | 0 | 18000 | 0 | 69
SERC | 2000 | Baconton (Cornerstone) |  | GA | High | CT | June | Y | 188 | 188 | 0 | LM 6000 | 188 | 0 | 0 | 34592 | 0 | 0 | 34592 | 34592 | 680
SERC | 2000 | Calpine - Cataula |  | GA | High | CT | June | Y | 680 | 680 |  |  | 680 | 0 | 0 | 125120 | 0 | 0 | 125120 | 125120 | 165
SERC | 2000 | CP&L - Monroe Walton Co. | Transco | GA | High | CT | January | Y | 136 | 0 |  |  | 136 | 0 | 0 | 25024 | 0 | 0 | 25024 | 25024 | 60
SERC | 2000 | Georgia Power (SOCO) - Dahlberg | Transco Z4 | GA | High | CT | June | Y | 640 | 0 |  |  | 640 | 0 | 0 | 117760 | 0 | 0 | 117760 | 117760 | 174
SERC | 2000 | LG&E - Clarke County | Transco Z4 | GA | Med | CT | June | N | 325 | 0 |  |  | 0 | 325 | 0 | 0 | 59800 | 0 | 14950 | 14950 | 175
SERC | 2000 | Morgan Stanley - Decatur |  | GA | Med | CT |  | N | 80 | 80 |  |  | 0 | 80 | 0 | 0 | 14720 | 0 | 3680 | 3680 | 177
SERC | 2000 | Oglethorpe - Polk County |  | GA | High | CT | June | Y | 500 | 0 |  |  | 500 | 0 | 0 | 92000 | 0 | 0 | 92000 | 92000 | 178
SERC | 2000 | PG&E(US Gen) - Georgia |  | GA | Low | 1 |  | N | 440 | 440 |  |  | 0 | 0 | 440 | 0 | 0 | 80960 | 0 | 0 | 180
SERC | 2000 | Sonat Energy - Upson County (Thomaston) - West Georgia Gen | SoNat | GA | High | CT | June | Y | 680 | 115 |  |  | 680 | 0 | 0 | 125120 | 0 | 0 | 125120 | 125120 | 182
SERC | 2000 | Walton EMC - Doyle | Transco Z4 | GA | High | CT | May | Y | 263.5 | 0 |  |  | 263.5 | 0 | 0 | 48484 | 0 | 0 | 48484 | 48484 | 186
SERC | 2001 | CP&L - Monroe Walton Co. | Transco | GA | Med | CT |  | N | 300 | 0 |  |  | 0 | 300 | 0 | 0 | 55200 | 0 | 13800 | 13800 | 330
SERC | 2001 | Duke - Murray Energy Facility |  | GA | Med | CC | June | N | 1200 | 1200 | 0 |  | 0 | 1200 | 0 | 0 | 216000 | 0 | 54000 | 0 | 776
SERC | 2001 | Dynegy - Heard Co., GA | Transco Z4 | GA | High | CT | June | N | 500 | 500 |  |  | 500 | 0 | 0 | 92000 | 0 | 0 | 92000 | 92000 | 332
SERC | 2001 | Georgia Power (SOCO) - Dahlberg | Transco Z4 | GA | High | CT | June | N | 160 | 0 |  |  | 160 | 0 | 0 | 29440 | 0 | 0 | 29440 | 29440 | 343
SERC | 2001 | LG&E - Monroe, GA | Transco Z4 | GA | High | CT | June | N | 450 | 450 |  |  | 450 | 0 | 0 | 82800 | 0 | 0 | 82800 | 82800 | 337
SERC | 2002 | CP&L - Effingham Co |  | GA | Med | CT | July | N | 525 | 0 |  |  | 0 | 525 | 0 | 0 | 96600 | 0 | 24150 | 24150 | 721
SERC | 2002 | Duke - Buffalo Creek |  | GA | Med | CC | June | N | 620 | 620 | 0 |  | 0 | 620 | 0 | 0 | 111600 | 0 | 27900 | 0 | 770
SERC | 2002 | Duke - Sandersville Station (Washington Co) |  | GA | Med | CT | June | N | 640 | 640 | 0 |  | 0 | 640 | 0 | 0 | 117760 | 0 | 29440 | 29440 | 779
SERC | 2002 | Georgia Power - Plant Wansley | Transco Z4 | GA | High | CC | June | N | 1132 | 0 |  |  | 1132 | 0 | 0 | 203760 | 0 | 0 | 203760 | 0 | 463
SERC | 2002 | Georgia Power - Savannah |  | GA | Med | 1 | Summer | N | 1600 | 0 |  |  | 0 | 1600 | 0 | 0 | 294400 | 0 | 73600 | 73600 | 464
SERC | 2002 | Georgia Power (SOCO) - Dahlberg | Transco Z4 | GA | High | CT | June | N | 400 | 0 |  |  | 400 | 0 | 0 | 73600 | 0 | 0 | 73600 | 73600 | 465
SERC | 2002 | Oglethorpe - Talbot Co. |  | GA | Med | CT | June |  | 434 | 0 |  |  | 0 | 434 | 0 | 0 | 79856 | 0 | 19964 | 19964 | 723
SERC | 2002 | Tenaska - Heard County |  | GA | High | CT |  | N | 950 | 950 |  |  | 950 | 0 | 0 | 174800 | 0 | 0 | 174800 | 174800 | 345
SERC | 2003 | LG&E - Tiger Creek |  | GA | Med | CT |  | N | 850 | 850 | 0 |  | 0 | 850 | 0 | 0 | 156400 | 0 | 39100 | 39100 | 782
SERC | 2003 | Oglethorpe - Talbot Co |  | GA | Med | CT | June |  | 218 | 0 | 0 |  | 0 | 218 | 0 | 0 | 40112 | 0 | 10028 | 10028 | 706
SERC | 2003 | Oglethorpe - Wansley |  | GA | Med | CC | January | N | 520 | 520 | 0 |  | 0 | 520 | 0 | 0 | 93600 | 0 | 23400 | 0 | 785
[9 empty] | 14531.5 | 7333 | 0 | 0 | 6779.5 | 7312 | 440 | 1242500 | 1336048 | 80960
WSCC | 2001 | Avista Power/Cogentrix - Rathdrum | Avista | ID | High | CC | September | N | 270 | 270 |  |  | 270 | 0 | 0 | 48600 | 0 | 0 | 48600 | 0 | 361
WSCC | 2002 | Potlatch - Lewiston | NWPL | ID | Low | CC |  | N | 126 | 126 |  |  | 0 | 0 | 126 | 0 | 0 | 22680 | 0 | 0 | 537
WSCC | 2004 | Ida West - Garnet Energy |  | ID | Low | CC |  |  | 250 | 250 |  |  | 0 | 0 | 250 | 0 | 0 | 45000 | 0 | 0 | 740
[9 empty] | 646 | 646 | 0 | 0 | 270 | 0 | 376 | 48600 | 0 | 67680
MAIN | 1999 | Coga Industries - Macoupin Cour |  | IL | Low | 1 |  | N | 65 | 65 |  |  | 0 | 0 | 65 | 0 | 0 | 11960 | 0 | 0 | 26
MAIN | 1999 | Illinois Power - Tilton 1-4 | NGPL | IL | High | CT | June | Y | 176 | 0 |  |  | 176 | 0 | 0 | 32384 | 0 | 0 | 32384 | 32384 | 29
MAIN | 1999 | NRG/Dynegy - East Dundee(Rocky Road) | NiGas | IL | High | CT | July | N | 250 | 250 |  |  | 250 | 0 | 0 | 46000 | 0 | 0 | 46000 | 46000 | 28
MAIN | 1999 | Peoples/Dominion - Elwood | PGLC/NBPL | IL | High | CT | June | N | 600 | 600 |  |  | 600 | 0 | 0 | 110400 | 0 | 0 | 110400 | 110400 | 30
MAIN | 1999 | Skygen - Wood River |  | IL | Low | 1 |  | N | 15 | 15 |  |  | 0 | 0 | 15 | 0 | 0 | 2760 | 0 | 0 | 32
MAIN | 1999 | Soyland Power Coop - Alsey/Tilton | PEPL | IL | High | Cogen | June | Y | 600 | 600 |  |  | 600 | 0 | 0 | 93600 | 0 | 0 | 93600 | 0 | 33
MAIN | 1999 | White Oak Energy - Joliet |  | IL | Low | 1 |  | N | 130 | 0 |  |  | 0 | 0 | 130 | 0 | 0 | 23920 | 0 | 0 | 35
MAIN | 1999 | White Oak Energy - Lockport |  | IL | Low | 1 |  | N | 130 | 0 |  |  | 0 | 0 | 130 | 0 | 0 | 23920 | 0 | 0 | 36
MAIN | 2000 | Ameren - Gibson | NGPL GC | IL | High | CT | June | N | 234 | 234 |  |  | 234 | 0 | 0 | 43056 | 0 | 0 | 43056 | 43056 | 98
MAIN | 2000 | Ameren - Patoka | NGPL GC | IL | High | CT | June | N | 135 | 135 |  |  | 135 | 0 | 0 | 24840 | 0 | 0 | 24840 | 24840 | 99
MAIN | 2000 | CalEnergy/Mid Am (Cordova) - Quad Cities (2001?) | NBPL | IL | High | CC | June | N | 537 | 537 |  |  | 537 | 0 | 0 | 96660 | 0 | 0 | 96660 | 0 | 101
MAIN | 2000 | Cogeneration Corp of America - Morris |  | IL | High | CC | June | N | 60 | 60 |  |  | 60 | 0 | 0 | 10800 | 0 | 0 | 10800 | 0 | 100
MAIN | 2000 | ENA - Wilton Center (Lincoln Energy Center) | NBPL | IL | High | CT | May | Y | 564.4 | 564.4 |  |  | 564.4 | 0 | 0 | 103849.6 | 0 | 0 | 103849.6 | 103849.6 | 102
MAIN | 2000 | Indeck Energy - Buffalo Grove (Libertyville) |  | IL | Med | CT | December | N | 300 | 300 |  |  | 0 | 300 | 0 | 0 | 55200 | 0 | 13800 | 13800 | 104
MAIN | 2000 | Indeck Energy - McHenry County (DuPage Airport) |  | IL | Low | CT | June | N | 300 | 300 |  |  | 0 | 0 | 300 | 0 | 0 | 55200 | 0 | 0 | 103
MAIN | 2000 | KN Energy- Island Lake |  | IL | Dead | CC |  | N | 0 | 0 |  |  | 0 | 0 | 0 | 0 | 0 | 0 | 0 | 0 | 105
MAIN | 2000 | NRG/Dynegy - East Dundee(Rocky Road II) | NiGas | IL | High | CT | July | Y | 100 | 100 |  |  | 100 | 0 | 0 | 18400 | 0 | 0 | 18400 | 18400 | 106
MAIN | 2000 | Reliant - Carb Orchard |  | IL | High | CT | June | N | 328 | 328 |  |  | 328 | 0 | 0 | 60352 | 0 | 0 | 60352 | 60352 | 107
MAIN | 2000 | Reliant - DuPage County |  | IL | High | CT | June | N | 270 | 270 |  |  | 270 | 0 | 0 | 49680 | 0 | 0 | 49680 | 49680 | 109
MAIN | 2000 | Reliant - Shelby County (Neoga) | Trunkline | IL | High | CT | June | Y | 225 | 225 |  |  | 225 | 0 | 0 | 41400 | 0 | 0 | 41400 | 41400 | 108
MAIN | 2000 | Southwestern Elec Coop - St. Elmo | NGPL | IL | High | CT | June | Y | 45 | 45 |  |  | 45 | 0 | 0 | 8280 | 0 | 0 | 8280 | 8280 | 111
MAIN | 2000 | Trigen-St Louis (Tuscola) |  | IL | High | Cogen | January | Y | 34 | 34 |  |  | 34 | 0 | 0 | 5304 | 0 | 0 | 5304 | 0 | 112
MAIN | 2000 | Unicom - North Chicago |  | IL | High | CT | June | N | 77 | 0 |  |  | 77 | 0 | 0 | 14168 | 0 | 0 | 14168 | 14168 | 114
MAIN | 2001 | ABBEV |  | IL | Low | CC |  | N | 1758 | 1758 |  |  | 0 | 0 | 1758 | 0 | 0 | 316440 | 0 | 0 | 277
MAIN | 2001 | Ameren - Kinmundy | NGPL GC | IL | High | CT | June | N | 234 | 234 |  |  | 234 | 0 | 0 | 43056 | 0 | 0 | 43056 | 43056 | 278
MAIN | 2001 | CILCO - Medina Valley |  | IL | High | CC | June | N | 45 | 0 |  |  | 45 | 0 | 0 | 8100 | 0 | 0 | 8100 | 0 | 280
MAIN | 2001 | Coastal - Fox River Peaking |  | IL | Low | CT | May | N | 390 | 0 | 0 |  | 0 | 0 | 390 | 0 | 0 | 71760 | 0 | 0 | 700
MAIN | 2001 | Constellation - University Park |  | IL | High | CT | June | N | 300 | 300 |  |  | 300 | 0 | 0 | 55200 | 0 | 0 | 55200 | 55200 | 281
MAIN | 2001 | Constellation - West Energy Project |  | IL | Low | CT | June |  | 300 | 300 | 0 |  | 0 | 0 | 300 | 0 | 0 | 55200 | 0 | 0 | 701
MAIN | 2001 | Duke - Lee County (Dixon) | NGPL | IL | Med | CT |  | N | 640 | 640 |  |  | 0 | 640 | 0 | 0 | 117760 | 0 | 29440 | 29440 | 282
MAIN | 2001 | ENA - Wilton Center | NBPL | IL | High | CT | June | N | 80 | 80 |  |  | 80 | 0 | 0 | 14720 | 0 | 0 | 14720 | 14720 | 284
MAIN | 2001 | ENA/Peoples (Calumet Power) |  | IL | Dead | CT | June |  | 0 | 0 |  |  | 0 | 0 | 0 | 0 | 0 | 0 | 0 | 0 | 615
MAIN | 2001 | Peoples/Dominion - Elwood II | PGLC/NBPL | IL | High | CT | June | N | 600 | 600 |  |  | 600 | 0 | 0 | 110400 | 0 | 0 | 110400 | 110400 | 286
MAIN | 2001 | Power Energy Partners (Crete Energy) |  | IL | Low | CT |  |  | 390 | 390 | 0 |  | 0 | 0 | 390 | 0 | 0 | 71760 | 0 | 0 | 702
MAIN | 2001 | Reliant - DuPage County |  | IL | High | CT | June | N | 684 | 684 |  |  | 684 | 0 | 0 | 125856 | 0 | 0 | 125856 | 125856 | 289
MAIN | 2001 | Reliant - McHenry County (Woodstock) |  | IL | Low | CT |  | N | 500 | 500 |  |  | 0 | 0 | 500 | 0 | 0 | 92000 | 0 | 0 | 287
MAIN | 2001 | Reliant - Roxana (Cardinal) |  | IL | High | CC | March | N | 634 | 500 |  |  | 634 | 0 | 0 | 114120 | 0 | 0 | 114120 | 0 | 288
MAIN | 2001 | Skygen/Wisvest - Calumet Energy Team (Cook Co) |  | IL | High | CT | June | N | 300 | 250 |  | Seimens V84.3A | 300 | 0 | 0 | 55200 | 0 | 0 | 55200 | 55200 | 279
MAIN | 2001 | Standard Power & Light - DuPage Airport |  | IL | Low | CT |  | N | 800 | 800 |  |  | 0 | 0 | 800 | 0 | 0 | 147200 | 0 | 0 | 291
MAIN | 2002 | ABBEV - Grande Prairie Gen I |  | IL | Low | CT |  |  | 802 | 802 |  |  | 0 | 0 | 802 | 0 | 0 | 147568 | 0 | 0 | 726
MAIN | 2002 | Ameren - Gibson,Kinmundy,Pinckneyville | NGPL GC | IL | High | CT | June | N | 324 | 324 |  |  | 324 | 0 | 0 | 59616 | 0 | 0 | 59616 | 59616 | 478
MAIN | 2002 | Carlton Power - Zion |  | IL | Low | CT | June |  | 390 | 390 | 0 |  | 0 | 0 | 390 | 0 | 0 | 71760 | 0 | 0 | 699
MAIN | 2002 | Holland Energy |  | IL | Low | CC | April | N | 680 | 680 |  |  | 0 | 0 | 680 | 0 | 0 | 122400 | 0 | 0 | 479
MAIN | 2002 | LS Power - Kendall Co. (2001?) | NGPL | IL | High | CC | March | N | 1160 | 825 |  |  | 1160 | 0 | 0 | 208800 | 0 | 0 | 208800 | 0 | 476
MAIN | 2002 | Panda - Jefferson Co |  | IL | Low | CC |  |  | 1070 | 1070 |  |  | 0 | 0 | 1070 | 0 | 0 | 192600 | 0 | 0 | 725
MAIN | 2002 | PSEG Global - Sidney |  | IL | Med | CC |  | N | 500 | 500 |  |  | 0 | 500 | 0 | 0 | 90000 | 0 | 22500 | 0 | 481
MAIN | 2002 | Skygen - Zion Energy Center |  | IL | Low | CT | June | N | 800 | 800 | 0 |  | 0 | 0 | 800 | 0 | 0 | 147200 | 0 | 0 | 756
MAIN | 2003 | ABBEV - Grande Prairie Gen II |  | IL | Low | CC |  |  | 725 | 725 | 0 |  | 0 | 0 | 725 | 0 | 0 | 130500 | 0 | 0 | 710
MAIN | 2003 | Alliant/Corn Products (Argo Power) |  | IL | Med | Cogen |  | N | 750 | 750 |  |  | 0 | 750 | 0 | 0 | 117000 | 0 | 29250 | 0 | 592
MAIN | 2003 | Ameren - Gibson,Kinmundy,Pinckneyville | NGPL GC | IL | High | CT | June | N | 360 | 360 |  |  | 360 | 0 | 0 | 66240 | 0 | 0 | 66240 | 66240 | 594
MAIN | 2003 | Southern Illinois Power Coop - Marion |  | IL | Med | CT |  | N | 150 | 150 |  |  | 0 | 150 | 0 | 0 | 27600 | 0 | 6900 | 6900 | 671
MAIN | 2004 | Dynegy/Ameren/LG&E - Joppa |  | IL | Med | CT |  |  | 216 | 216 |  |  | 0 | 216 | 0 | 0 | 39744 | 0 | 9936 | 9936 | 735
[9 empty] | 20757.4 | 19290.4 | 0 | 0 | 8956.4 | 2556 | 9245 | 1620481.6 | 447304 | 1684148
ECAR | 1999 | AES (Hoosier) moved to 2000 and sold to Williams |  | IN | Low | 1 | June | N | 0 | 0 |  |  | 0 | 0 | 0 | 0 | 0 | 0 | 0 | 0 | 38
ECAR | 2000 | Dayton Power & Light - Chester |  | IN | Med | CT |  | N | 225 | 225 |  |  | 0 | 225 | 0 | 0 | 41400 | 0 | 10350 | 10350 | 125
ECAR | 2000 | Duke Energy/Cinergy - Vermilion County | Midwestern | IN | High | CT | June | Y | 640 | 640 |  |  | 640 | 0 | 0 | 117760 | 0 | 0 | 117760 | 117760 | 127
ECAR | 2000 | ENA - Wheatland | Midwestern | IN | High | CT | May | Y | 459 | 459 |  |  | 459 | 0 | 0 | 84456 | 0 | 0 | 84456 | 84456 | 128
ECAR | 2000 | Indianapolis Power & Light - Gerogetown |  | IN | High | CT | June | Y | 72.5 | 72.5 |  |  | 72.5 | 0 | 0 | 13340 | 0 | 0 | 13340 | 13340 | 220
ECAR | 2000 | IP&L/DTE - Pike Township (Georgetown) | PEPL | IN | High | CT | June | N | 240 | 160 |  |  | 240 | 0 | 0 | 44160 | 0 | 0 | 44160 | 44160 | 130
ECAR | 2000 | Matrix Power - Worthington Plant |  | IN | High | CT | June | N | 180 | 180 |  |  | 180 | 0 | 0 | 33120 | 0 | 0 | 33120 | 33120 | 131
ECAR | 2000 | Williams (Hoosier Energy Rural) |  | IN | Med | 1 | June | N | 400 | 400 |  |  | 0 | 400 | 0 | 0 | 73600 | 0 | 18400 | 18400 | 142
ECAR | 2001 | Dayton Power & Light - (Chester) Wells Co. |  | IN | Med | CT | June | N | 400 | 400 |  |  | 0 | 400 | 0 | 0 | 73600 | 0 | 18400 | 18400 | 213
ECAR | 2001 | Dayton Power & Light - Greenville (Wells/Hamilton Co) |  | IN | Med | CT | May | N | 200 | 0 |  |  | 0 | 200 | 0 | 0 | 36800 | 0 | 9200 | 9200 | 212
ECAR | 2001 | Duke - DeSoto |  | IN | Low | CT | June | N | 320 | 320 |  |  | 0 | 0 | 320 | 0 | 0 | 58880 | 0 | 0 | 218
ECAR | 2001 | NiSource - Whiting (BP Amoco Refining) |  | IN | High | Cogen |  | N | 525 | 425 |  |  | 525 | 0 | 0 | 81900 | 0 | 0 | 81900 | 0 | 222
ECAR | 2001 | Primary Energy - Indiana Harbor (LTV) |  | IN | High | Cogen | September | N | 50 | 50 |  |  | 50 | 0 | 0 | 7800 | 0 | 0 | 7800 | 0 | 224
ECAR | 2001 | PSEG Global - Morristown |  | IN | Med | CT | June | N | 180 | 180 |  |  | 0 | 180 | 0 | 0 | 33120 | 0 | 8280 | 8280 | 225
ECAR | 2001 | Putnam Energy Center |  | IN | Med | CT | June | N | 500 | 500 | 0 | LM 6000 | 0 | 500 | 0 | 0 | 92000 | 0 | 23000 | 23000 | 778
ECAR | 2001 | SIG&E |  | IN | High | CT |  | N | 80 | 0 |  |  | 80 | 0 | 0 | 14720 | 0 | 0 | 14720 | 14720 | 227
ECAR | 2001 | SIG&E |  | IN | High | Cogen |  | N | 42 | 0 |  |  | 42 | 0 | 0 | 6552 | 0 | 0 | 6552 | 0 | 228
MAIN | 2001 | SkyGen - Mt Vernon (Posey) |  | IN | Low | CC |  |  | 440 | 440 |  |  | 0 | 0 | 440 | 0 | 0 | 79200 | 0 | 0 | 664
ECAR | 2002 | Cogentrix - Bedford (Lawrence Co) |  | IN | Low | CT |  | N | 500 | 500 |  |  | 0 | 0 | 500 | 0 | 0 | 92000 | 0 | 0 | 391
ECAR | 2002 | Duke - Knox County |  | IN | Low | CT | June |  | 620 | 620 |  | GE PG7 - EA | 0 | 0 | 620 | 0 | 0 | 114080 | 0 | 0 | 126
ECAR | 2002 | Duke - Vigo County |  | IN | Low | CC | June |  | 620 | 620 |  |  | 0 | 0 | 620 | 0 | 0 | 111600 | 0 | 0 | 714
ECAR | 2002 | LS Power - Columbus Station |  | IN | Med | CC |  | N | 825 | 825 |  |  | 0 | 825 | 0 | 0 | 148500 | 0 | 37125 | 0 | 403
ECAR | 2002 | Ogden Energy - Indianapolis |  | IN | Low | CT |  |  | 250 | 250 |  |  | 0 | 0 | 250 | 0 | 0 | 46000 | 0 | 0 | 718
ECAR | 2002 | SkyGen - Mt Vernon (Posey) |  | IN | Low | CT |  |  | 440 | 440 |  |  | 0 | 0 | 440 | 0 | 0 | 80960 | 0 | 0 | 727
MAIN | 2002 | Southern Co - Terre Haute (Sugar Creek) |  | IN | Med | CT |  | N | 300 | 300 |  | GE PG7 - FA | 0 | 300 | 0 | 0 | 55200 | 0 | 13800 | 13800 | 290
ECAR | 2003 | Panda - Mount Vernon |  | IN | Med | CC |  |  | 1070 | 1070 | 0 |  | 0 | 1070 | 0 | 0 | 192600 | 0 | 48150 | 0 | 705
ECAR | 2003 | PSEG Global - Lawrenceburg |  | IN | Med | CC |  | N | 1000 | 1000 |  |  | 0 | 1000 | 0 | 0 | 180000 | 0 | 45000 | 0 | 550
ECAR | 2003 | Southern Co - State Line (Hammond) |  | IN | Med | CC |  | N | 550 | 550 |  |  | 0 | 550 | 0 | 0 | 99000 | 0 | 24750 | 0 | 556
ECAR | 2003 | Tenaska - Pike County | Midwestern? | IN | Med | CC | Late | N | 830 | 830 |  |  | 0 | 830 | 0 | 0 | 149400 | 0 | 37350 | 0 | 557
ECAR | 2004 | Dayton Power & Light - Fairmount (Grant Co) |  | IN | Med | CT |  | N | 400 | 400 | 0 | P&W FT 8 Twin Pac | 0 | 400 | 0 | 0 | 73600 | 0 | 18400 | 18400 | 747
MAIN | 2004 | Southern - Terre Haute II (Sugar Creek) |  | IN | Low | CT |  | N | 260 | 260 | 0 | GE PG7 - FA | 0 | 0 | 260 | 0 | 0 | 47840 | 0 | 0 | 744
[9 empty] | 12618.5 | 12116.5 | 0 | 0 | 2288.5 | 6880 | 3450 | 403808 | 1248820 | 630560
SPP | 2000 | Iola, City of |  | KS | High | CT | June | Y | 4.9 | 4.9 | 0 |  | 4.9 | 0 | 0 | 901.6 | 0 | 0 | 901.6 | 901.6 | 696
SPP | 2000 | Western Resouces - Sedgwick Co. (Gordon Evans) | Willaims Central | KS | High | CT | June | Y | 147 | 0 |  |  | 147 | 0 | 0 | 27048 | 0 | 0 | 27048 | 27048 | 204
SPP | 2001 | Western Resouces - Sedgwick Co. (Gordon Evans) | Willaims Cent | KS | High | CT | June | N | 150 | 0 |  |  | 150 | 0 | 0 | 27600 | 0 | 0 | 27600 | 27600 | 354
SPP | 2003 | Adair - Indian Res Plant |  | KS | Low | 1 |  | N | 500 | 500 |  |  | 0 | 0 | 500 | 0 | 0 | 92000 | 0 | 0 | 607
[9 empty] | 801.9 | 504.9 | 0 | 0 | 301.9 | 0 | 500 | 55549.6 | 0 | 92000 | 55549.6 | 55549.6 | 1861
ECAR | 1999 | CMS Energy - Livingston |  | KY | High | 1 | June | Y | 144 | 0 |  |  | 144 | 0 | 0 | 26496 | 0 | 0 | 26496 | 26496 | 44
ECAR | 1999 | East Kentucky Power Coop - Clark County |  | KY | High | CT | Feb-May | Y | 330 | 0 |  |  | 330 | 0 | 0 | 60720 | 0 | 0 | 60720 | 60720 | 50
ECAR | 1999 | Kentucky Utilities - EW Brown 6/7 | Tennessee | KY | High | CT | August | Y | 328 | 0 |  |  | 328 | 0 | 0 | 60352 | 0 | 0 | 60352 | 60352 | 51
ECAR | 2000 | Air Products - Calvert City |  | KY | High | Cogen | April | Y | 26 | 0 |  |  | 26 | 0 | 0 | 4056 | 0 | 0 | 4056 | 0 | 121
SERC | 2000 | Duke - Calvert City (Marshall Co) I |  | KY | High | CT | June | Y | 68 | 68 |  | 7EA | 68 | 0 | 0 | 12512 | 0 | 0 | 12512 | 12512 | 458
SERC | 2000 | ENA - Calvert City | TGT | KY | Low | CT | June | N | 0 | 0 |  |  | 0 | 0 | 0 | 0 | 0 | 0 | 0 | 0 | 171
ECAR | 2000 | Kentucky Utilities - EW Brown |  | KY | High | CT | June | Y | 75 | 0 | 0 | 0 | 75 | 0 | 0 | 13800 | 0 | 0 | 13800 | 13800 | 684
ECAR | 2000 | Trigen-Cinergy - Lafarge Gypsum |  | KY | Low | Cogen |  | N | 20 | 20 |  |  | 0 | 0 | 20 | 0 | 0 | 3120 | 0 | 0 | 140
ECAR | 2001 | Cinergy -Erlanger |  | KY | Med | CT |  |  | 80 | 80 |  |  | 0 | 80 | 0 | 0 | 14720 | 0 | 3680 | 3680 | 206
ECAR | 2001 | Columbia Electric - Henderson Co |  | KY | Low | CT | June | N | 500 | 500 |  |  | 0 | 0 | 500 | 0 | 0 | 92000 | 0 | 0 | 208
ECAR | 2001 | Dynegy - Riverside Generating | Tennessee | KY | High | CT | June | N | 500 | 500 |  |  | 500 | 0 | 0 | 92000 | 0 | 0 | 92000 | 92000 | 217
ECAR | 2001 | Kentucky Utilities/LG&E - (Brown/Paddy's Run) |  | KY | High | CT |  | N | 284 | 0 |  |  | 284 | 0 | 0 | 52256 | 0 | 0 | 52256 | 52256 | 221
SERC | 2001 | PG&E - Ballard |  | KY | Med | CT | June | N | 180 | 180 | 0 |  | 0 | 180 | 0 | 0 | 33120 | 0 | 8280 | 8280 | 768
SERC | 2001 | PG&E - Metcalf |  | KY | Med | CT | June | N | 180 | 180 | 0 |  | 0 | 180 | 0 | 0 | 33120 | 0 | 8280 | 8280 | 775
ECAR | 2002 | Dayton Power & Light - Hardinsburg Stn |  | KY | Med | CT |  | N | 400 | 400 |  |  | 0 | 400 | 0 | 0 | 73600 | 0 | 18400 | 18400 | 397
SERC | 2002 | Duke - Calvert City (Marshall Co) II |  | KY | Med | CT | June | N | 570 | 570 | 0 | 7EA | 0 | 570 | 0 | 0 | 104880 | 0 | 26220 | 26220 | 693
ECAR | 2002 | East Kentucky Power Coop - Clark County |  | KY | High | CT |  | N | 80 | 0 |  |  | 80 | 0 | 0 | 14720 | 0 | 0 | 14720 | 14720 | 399
ECAR | 2003 | Dynegy - Bluegrass Gen. (Oldham) | TGT | KY | High | CT | June | N | 324 | 324 |  | Siemens W501F | 324 | 0 | 0 | 59616 | 0 | 0 | 59616 | 59616 | 559
ECAR | 2004 | Westlake - Marshall Co |  | KY | Low | CC |  | N | 520 | 520 |  |  | 0 | 0 | 520 | 0 | 0 | 93600 | 0 | 0 | 632
[9 empty] | 4609 | 3342 | 0 | 0 | 2159 | 1410 | 1040 | 396528 | 259440 | 188720
SPP | 1999 | Air Liquide - Geismar | Koch ? | LA | High | Cogen |  | N | 80 | 15 |  |  | 80 | 0 | 0 | 12480 | 0 | 0 | 12480 | 0 | 22
SERC | 1999 | Entergy | Columbia Gulf | LA | High | CT | February | Y | 281.1 | 0 |  |  | 281.1 | 0 | 0 | 51722.4 | 0 | 0 | 51722.4 | 51722.4 | 68
SPP | 1999 | Exxon - Baton Rouge |  | LA | Low | 1 |  | N | 0 | 0 |  |  | 0 | 0 | 0 | 0 | 0 | 0 | 0 | 0 | 23
SPP | 2000 | CLECO - Evangeline |  | LA | High | CC | May | Y | 918.5 | 0 |  |  | 918.5 | 0 | 0 | 165330 | 0 | 0 | 165330 | 0 | 200
SERC | 2000 | Dynegy - Lake Charles (Calcasieu) | Koch/Sabine | LA | High | CT | June | Y | 155 | 155 |  |  | 155 | 0 | 0 | 28520 | 0 | 0 | 28520 | 28520 | 169
SERC | 2000 | Entergy - Louisiana 2 (Baton Rouge) |  | LA | High | CT | July | Y | 140 | 0 |  |  | 140 | 0 | 0 | 25760 | 0 | 0 | 25760 | 25760 | 173
SPP | 2000 | Koch-Sterlington |  | LA | High | CT | July | Y | 170 | 170 |  |  | 170 | 0 | 0 | 31280 | 0 | 0 | 31280 | 31280 | 201
SERC | 2000 | NRG - Sterlington |  | LA | High | CT | June | N | 132 | 132 | 0 | 0 | 132 | 0 | 0 | 24288 | 0 | 0 | 24288 | 24288 | 682
SERC | 2001 | Cogentrix - Bogalusa (Washington Co) |  | LA | Low | CC |  | N | 800 | 800 |  |  | 0 | 0 | 800 | 0 | 0 | 144000 | 0 | 0 | 328
SERC | 2001 | Dynegy - Lake Charles (Calcasieu) | Koch/Sabine | LA | High | CT | July | N | 165 | 165 |  |  | 165 | 0 | 0 | 30360 | 0 | 0 | 30360 | 30360 | 333
SERC | 2001 | ENA - St. Charles | Bridgeline | LA | Low | CT | June | N | 325 | 325 |  |  | 0 | 0 | 325 | 0 | 0 | 59800 | 0 | 0 | 335
SERC | 2001 | NRG - Sterlington |  | LA | High | CT |  |  | 67 | 67 |  |  | 67 | 0 | 0 | 12328 | 0 | 0 | 12328 | 12328 | 285
SPP | 2001 | Skygen |  | LA | Low | Cogen | June | N | 640 | 640 |  |  | 0 | 0 | 640 | 0 | 0 | 99840 | 0 | 0 | 351
SERC | 2002 | Acadia Power Partners - Eunice |  | LA | Med | CC |  | N | 1000 | 1000 |  |  | 0 | 1000 | 0 | 0 | 180000 | 0 | 45000 | 0 | 449
SERC | 2002 | AEP - Dow Plaquemine (Baton Rouge) |  | LA | Med | Cogen |  | N | 900 | 900 |  |  | 0 | 900 | 0 | 0 | 140400 | 0 | 35100 | 0 | 450
SPP | 2002 | CLECO/Calpine - Eunice (Acadia) |  | LA | Med | CC | June | N | 1000 | 1000 |  |  | 0 | 1000 | 0 | 0 | 180000 | 0 | 45000 | 0 | 512
SERC | 2002 | Cogentrix - Sterlington |  | LA | Low | CC |  | N | 800 | 800 |  |  | 0 | 0 | 800 | 0 | 0 | 144000 | 0 | 0 | 456
SERC | 2002 | Entergy (EWO) - Lake Charles |  | LA | Med | Cogen |  | N | 500 | 100 |  |  | 0 | 500 | 0 | 0 | 78000 | 0 | 19500 | 0 | 459
SERC | 2002 | Entergy/PPG Industries (Westlake) |  | LA | Med | Cogen |  | N | 448 | 448 |  |  | 0 | 448 | 0 | 0 | 69888 | 0 | 17472 | 0 | 460
SERC | 2002 | Nation Energy - Chalmette (to 2002) |  | LA | Med | Cogen |  | N | 110 | 110 |  |  | 0 | 110 | 0 | 0 | 17160 | 0 | 4290 | 0 | 467
SERC | 2002 | Skygen - St. Francisville |  | LA | Med | Cogen | June |  | 520 | 520 |  |  | 0 | 520 | 0 | 0 | 81120 | 0 | 20280 | 0 | 724
SERC | 2003 | NRG - Big Cajun I |  | LA | Med | CT |  | N | 240 | 240 | 0 |  | 0 | 240 | 0 | 0 | 44160 | 0 | 11040 | 11040 | 769
SERC | 2004 | CLECO - Perryville |  | LA | Med | CT |  | N | 1000 | 1000 |  |  | 0 | 1000 | 0 | 0 | 184000 | 0 | 46000 | 46000 | 677
SERC | 2004 | Oxy - Convent Plant |  | LA | Low | CC |  | N | 835 | 835 |  |  | 0 | 0 | 835 | 0 | 0 | 150300 | 0 | 0 | 652
[9 empty] | 11226.6 | 9422 | 0 | 0 | 2108.6 | 5718 | 3400 | 382068.4 | 974728 | 597940
NPCC | 2000 | Cabot LNG - Everett (2002) |  | MA | Low | Cogen | June | N | 0 | 0 |  |  | 0 | 0 | 0 | 0 | 0 | 0 | 0 | 0 | 143
NPCC | 2000 | FPL - ESI New Bedford |  | MA | Low | 1 | November | N | 250 | 250 |  |  | 0 | 0 | 250 | 0 | 0 | 46000 | 0 | 0 | 149
NPCC | 2000 | PDC - Berkshire (Agawam) | Tenn | MA | High | CC | July | Y | 272 | 272 |  |  | 272 | 0 | 0 | 48960 | 0 | 0 | 48960 | 0 | 156
NPCC | 2000 | PG&E(US Gen) - Charlton (Millennium) | Tenn | MA | High | CC | April | Y | 316.4 | 316.4 |  |  | 316.4 | 0 | 0 | 56952 | 0 | 0 | 56952 | 0 | 157
NPCC | 2001 | ANP - Bellingham | Algon | MA | High | CC | June | N | 580 | 580 |  |  | 580 | 0 | 0 | 104400 | 0 | 0 | 104400 | 0 | 293
NPCC | 2001 | ANP - Blackstone | Tenn | MA | High | CC | March | N | 580 | 580 |  |  | 580 | 0 | 0 | 104400 | 0 | 0 | 104400 | 0 | 294
NPCC | 2001 | Patriot Power - Holyoke (Duke) |  | MA | Low | 1 |  | N | 300 | 300 |  |  | 0 | 0 | 300 | 0 | 0 | 55200 | 0 | 0 | 306
NPCC | 2001 | PDC - Westfield (Summit Power) site problems |  | MA | Low | CC | March | N | 276 | 276 |  |  | 0 | 0 | 276 | 0 | 0 | 49680 | 0 | 0 | 307
NPCC | 2001 | PG&E - Somerset (Brayton Point) | Algon | MA | Med | CC |  | N | 477 | 477 |  |  | 0 | 477 | 0 | 0 | 85860 | 0 | 21465 | 0 | 320
NPCC | 2001 | Sithe - Framingham |  | MA | Dead | 1 |  | N | 0 | 0 |  |  | 0 | 0 | 0 | 0 | 0 | 0 | 0 | 0 | 311
NPCC | 2001 | Sithe - West Medway |  | MA | Med | CT |  | N | 540 | 540 |  |  | 0 | 540 | 0 | 0 | 99360 | 0 | 24840 | 24840 | 312
NPCC | 2001 | Stone & Webster - Wareham |  | MA | Low | 1 |  | N | 500 | 500 |  |  | 0 | 0 | 500 | 0 | 0 | 92000 | 0 | 0 | 314
NPCC | 2002 | 3 Entrepeneurs - Brockton Power | Algon | MA | Med | 1 | January | N | 272 | 272 |  |  | 0 | 272 | 0 | 0 | 50048 | 0 | 12512 | 12512 | 483
NPCC | 2002 | Cabot LNG - Everett (Island End) | LNG | MA | High | Cogen | December | N | 350 | 350 |  |  | 350 | 0 | 0 | 54600 | 0 | 0 | 54600 | 0 | 488
NPCC | 2002 | Campello - Brockton Power |  | MA | Med | CC | Q2 | N | 285 | 285 |  |  | 0 | 285 | 0 | 0 | 51300 | 0 | 12825 | 0 | 489
NPCC | 2002 | Constellation - Dracut |  | MA | High | CC |  | N | 750 | 750 |  |  | 750 | 0 | 0 | 135000 | 0 | 0 | 135000 | 0 | 491
NPCC | 2002 | IDC/FPL - Bellingham (2001?) |  | MA | Med + | CC |  | N | 700 | 700 |  |  | 0 | 700 | 0 | 0 | 126000 | 0 | 31500 | 0 | 497
NPCC | 2002 | Sithe - Mystic Stn - Charlestown | Cabot LNG | MA | High | CC |  | N | 1600 | 1600 |  |  | 1600 | 0 | 0 | 288000 | 0 | 0 | 288000 | 0 | 506
NPCC | 2002 | Sithe - Weymouth (Edgar Station) | Algon | MA | High | CC | Early | N | 800 | 800 |  |  | 800 | 0 | 0 | 144000 | 0 | 0 | 144000 | 0 | 507
NPCC | 2002 | Southern - Kendall Repowering |  | MA | Med | 1 | January | N | 234 | 234 |  |  | 0 | 234 | 0 | 0 | 43056 | 0 | 10764 | 10764 | 508
NPCC | 2003 | Southern - Sandwich (Canal) |  | MA | Med | CC | June | N | 665 | 665 |  |  | 0 | 665 | 0 | 0 | 119700 | 0 | 29925 | 0 | 603
[9 empty] | 9747.4 | 9747.4 | 0 | 0 | 5248.4 | 3173 | 1326 | 936312 | 575324 | 242880
PJM | 2000 | Trigen-Cinergy - Sweetheart Cups |  | MD | High | Cogen | December | N | 15 | 0 |  |  | 15 | 0 | 0 | 2340 | 0 | 0 | 2340 | 0 | 96
PJM | 2002 | Old Dominion - Armstrong (Cecil Co) | CNG | MD | Med | CC |  | N | 1020 | 1020 |  |  | 0 | 1020 | 0 | 0 | 183600 | 0 | 45900 | 0 | 438
PJM | 2003 | Orion (formerly Columbia Electric) - Kelson Ridge | Columbia Gas | MD | Med | CC | January | N | 1650 | 1650 |  |  | 0 | 1650 | 0 | 0 | 297000 | 0 | 74250 | 0 | 580
[9 empty] | 2685 | 2670 | 0 | 0 | 15 | 2670 | 0 | 2340 | 480600 | 0
NPCC | 1999 | Polsky/UI - Jay (Androscoggin) | PNGTS | ME | High | Cogen | December | Y | 165 | 165 |  |  | 165 | 0 | 0 | 25740 | 0 | 0 | 25740 | 0 | 58
NPCC | 2000 | Calpine/IPP - Westbrook | MNE | ME | High | CC | July | N | 540 | 540 |  |  | 540 | 0 | 0 | 97200 | 0 | 0 | 97200 | 0 | 155
NPCC | 2000 | Duke - Veazie (Maine Independence) Casco Bay | MNE | ME | High | CC | March | Y | 481.2 | 481.2 |  |  | 481.2 | 0 | 0 | 86616 | 0 | 0 | 86616 | 0 | 145
NPCC | 2000 | EMI/Calpine - Rumford | PNGTS | ME | High | CC | April | N | 265 | 265 |  |  | 265 | 0 | 0 | 47700 | 0 | 0 | 47700 | 0 | 147
NPCC | 2000 | FPL - Mason (Wiscassett) |  | ME | Low | CC |  | N | 500 | 500 |  |  | 0 | 0 | 500 | 0 | 0 | 90000 | 0 | 0 | 150
NPCC | 2000 | FPL - Wyman A | MNE | ME | Dead | CT | January | N | 0 | 0 |  |  | 0 | 0 | 0 | 0 | 0 | 0 | 0 | 0 | 151
NPCC | 2000 | FPL - Yarmouth |  | ME | Dead | CC |  | N | 0 | 0 |  |  | 0 | 0 | 0 | 0 | 0 | 0 | 0 | 0 | 152
NPCC | 2000 | HQ/Champion - Bucksport | MNE/Bangor Gas | ME | High | Cogen | July | Y | 174 | 120 |  |  | 174 | 0 | 0 | 27144 | 0 | 0 | 27144 | 0 | 154
NPCC | 2000 | Polsky/UI - Jay (Androscoggin) | PNGTS | ME | High | CT | June | N | 55 | 55 |  |  | 55 | 0 | 0 | 10120 | 0 | 0 | 10120 | 10120 | 158
NPCC | 2000 | Skygen - Livermore Falls |  | ME | Dead | CC | December | N | 0 | 0 |  |  | 0 | 0 | 0 | 0 | 0 | 0 | 0 | 0 | 159
NPCC | 2001 | ANP - Gorham | MNE | ME | High | CC | December | N | 850 | 850 |  |  | 850 | 0 | 0 | 153000 | 0 | 0 | 153000 | 0 | 295
NPCC | 2001 | Calpine - Westbrook Power | MNE/PNGTS | ME | High | CC | March | N | 540 | 540 |  |  | 540 | 0 | 0 | 97200 | 0 | 0 | 97200 | 0 | 296
NPCC | 2001 | IEG - Berwick |  | ME | Low | 1 |  | N | 500 | 500 |  |  | 0 | 0 | 500 | 0 | 0 | 92000 | 0 | 0 | 301
NPCC | 2001 | Orrington Gen Ptnrs - Orrington |  | ME | Dead | 1 | July | N | 0 | 0 |  |  | 0 | 0 | 0 | 0 | 0 | 0 | 0 | 0 | 305
NPCC | 2001 | Stone & Webster - Wiscasset |  | ME | Dead | 1 | October | N | 0 | 0 |  |  | 0 | 0 | 0 | 0 | 0 | 0 | 0 | 0 | 315
NPCC | 2002 | HQ - Surowiec (CMP) |  | ME | Low | CC |  | N | 600 | 600 |  |  | 0 | 0 | 600 | 0 | 0 | 108000 | 0 | 0 | 496
NPCC | 2002 | Indeck - Yarmouth |  | ME | Low | CC |  | N | 500 | 500 |  |  | 0 | 0 | 500 | 0 | 0 | 90000 | 0 | 0 | 498
[9 empty] | 5170.2 | 5116.2 | 0 | 0 | 3070.2 | 0 | 2100 | 544720 | 0 | 380000
ECAR | 1999 | AMP-Ohio - DistGen Project Phase I |  | MI | Low | 1 | June | N | 0 | 0 |  |  | 0 | 0 | 0 | 0 | 0 | 0 | 0 | 0 | 40
ECAR | 1999 | AMP-Ohio - DistGen Project Phase II |  | MI | Low | 1 | June | N | 0 | 0 |  |  | 0 | 0 | 0 | 0 | 0 | 0 | 0 | 0 | 41
ECAR | 1999 | AMP-Ohio - St. Mary GT |  | MI | Low | 1 | June | N | 0 | 0 |  |  | 0 | 0 | 0 | 0 | 0 | 0 | 0 | 0 | 42
ECAR | 1999 | CMS Energy - Otsego/Kalamazoo |  | MI | High | 1 | June | Y | 65 | 0 |  |  | 65 | 0 | 0 | 11960 | 0 | 0 | 11960 | 11960 | 43
ECAR | 1999 | CMS Energy/DTE Energy Dearborn | PEPL/MichCon | MI | High | Cogen | July | Y | 135.2 | 0 |  |  | 135.2 | 0 | 0 | 21091.2 | 0 | 0 | 21091.2 | 0 | 45
ECAR | 1999 | Detroit Edison - Belle River | ANR | MI | High | CT | Sept | Y | 216 | 0 |  |  | 216 | 0 | 0 | 39744 | 0 | 0 | 39744 | 39744 | 47
ECAR | 1999 | Detroit Edison - Greenwood | ANR | MI | High | CT | Sept | Y | 226 | 0 |  |  | 226 | 0 | 0 | 41584 | 0 | 0 | 41584 | 41584 | 49
ECAR | 2000 | CMS Energy/DTE Energy Dearborn | PEPL/MichCon | MI | High | Cogen | June | Y | 240 | 240 |  |  | 240 | 0 | 0 | 37440 | 0 | 0 | 37440 | 0 | 123
ECAR | 2000 | Detroit Edison - Del-Ray | ANR | MI | High | 1 | June | N | 70 | 0 |  |  | 70 | 0 | 0 | 12880 | 0 | 0 | 12880 | 12880 | 124
ECAR | 2000 | Detroit Edison - Del-Ray | ANR | MI | High | CT | January | Y | 139.4 | 0 |  |  | 139.4 | 0 | 0 | 25649.6 | 0 | 0 | 25649.6 | 25649.6 | 48
ECAR | 2000 | Holland Board of Public Works |  | MI | High | CT | April | Y | 66.3 | 0 |  |  | 66.3 | 0 | 0 | 12199.2 | 0 | 0 | 12199.2 | 12199.2 | 129
ECAR | 2001 | CMS Energy/DTE Energy Dearborn | PEPL/MichCon | MI | Med | CT |  | N | 310 | 310 |  |  | 0 | 310 | 0 | 0 | 57040 | 0 | 14260 | 14260 | 207
ECAR | 2001 | SEI - Zeeland I (Grand Rapids) |  | MI | Med | CC | June | N | 300 | 300 |  |  | 0 | 300 | 0 | 0 | 54000 | 0 | 13500 | 0 | 226
ECAR | 2002 | Decker Energy - Carson City/St. Clair Co. |  | MI | Med | CT |  | N | 500 | 500 |  |  | 0 | 500 | 0 | 0 | 92000 | 0 | 23000 | 23000 | 393
ECAR | 2002 | Duke - Baroda (Berrien Co) |  | MI | Med | CT |  |  | 640 | 640 |  |  | 0 | 640 | 0 | 0 | 117760 | 0 | 29440 | 29440 | 715
ECAR | 2002 | Kinder Morgan - Jackson |  | MI | High | CC | June |  | 550 | 550 |  |  | 550 | 0 | 0 | 99000 | 0 | 0 | 99000 | 0 | 717
ECAR | 2003 | CME Energy - Benton Harbor (Meadowbrook) |  | MI | Med | CC |  |  | 800 | 800 |  |  | 0 | 800 | 0 | 0 | 144000 | 0 | 36000 | 0 | 730
ECAR | 2003 | Decker Energy - Carson City/St. Clair Co. |  | MI | Med | CT |  | N | 500 | 500 |  |  | 0 | 500 | 0 | 0 | 92000 | 0 | 23000 | 23000 | 558
ECAR | 2003 | Indeck - Niles |  | MI | Med | CC |  | N | 1100 | 1100 |  |  | 0 | 1100 | 0 | 0 | 198000 | 0 | 49500 | 0 | 552
ECAR | 2003 | Kinder Morgan - Jackson |  | MI | Med | CC |  | N | 550 | 550 |  |  | 0 | 550 | 0 | 0 | 99000 | 0 | 24750 | 0 | 553
ECAR | 2003 | PG&E - Covert |  | MI | Low | CC | January | N | 1000 | 1000 |  |  | 0 | 0 | 1000 | 0 | 0 | 180000 | 0 | 0 | 549
ECAR | 2003 | SEI - Zeeland II (Grand Rapids) |  | MI | Med | CC | June | N | 530 | 530 |  |  | 0 | 530 | 0 | 0 | 95400 | 0 | 23850 | 0 | 555
ECAR | 2003 | Southern - (formerly Nordic Electric) - Wyandotte |  | MI | Med | CC | July | N | 480 | 480 |  |  | 0 | 480 | 0 | 0 | 86400 | 0 | 21600 | 0 | 223
ECAR | 2004 | Panda - Tallmadge Power (Kent Co) | ANR | MI | Med | CC |  | N | 1000 | 1000 |  |  | 0 | 1000 | 0 | 0 | 180000 | 0 | 45000 | 0 | 631
ECAR | 2001 | Consumers Energy @ Morrow Site |  | MI ? | High | CC |  | N | 60 | 0 |  |  | 60 | 0 | 0 | 10800 | 0 | 0 | 10800 | 0 | 211
[9 empty] | 9477.9 | 8500 | 0 | 0 | 1767.9 | 6710 | 1000 | 312348 | 1215600 | 180000
MAPP | 2000 | NSP MN - Black Dog (coal conv) Phane II (2002) |  | MN | Low | 1 |  | N | 0 | 0 |  |  | 0 | 0 | 0 | 0 | 0 | 0 | 0 | 0 | 117
MAPP | 2001 | EnPower - Rosemount |  | MN | Med | 1 |  | N | 150 | 150 |  |  | 0 | 150 | 0 | 0 | 27600 | 0 | 6900 | 6900 | 266
MAPP | 2001 | Great River Energy - Mower County | NNG | MN | High | CT | April | N | 475 | 100 |  |  | 475 | 0 | 0 | 87400 | 0 | 0 | 87400 | 87400 | 267
MAPP | 2001 | Minnesota Power - Potlatch Cloquet | NNG | MN | High | CT |  | N | 24 | 24 |  |  | 24 | 0 | 0 | 4416 | 0 | 0 | 4416 | 4416 | 268
MAPP | 2001 | Northern Alternative - Green-Blended Energy |  | MN | High | CT |  | N | 300 | 300 |  |  | 300 | 0 | 0 | 55200 | 0 | 0 | 55200 | 55200 | 269
MAPP | 2001 | Tenaska/NRG Energy - Martin City | NBPL | MN | High | CT | June | N | 550 | 0 |  |  | 550 | 0 | 0 | 101200 | 0 | 0 | 101200 | 101200 | 270
MAPP | 2002 | NSP MN - Black Dog (coal conv) |  | MN | Med | CC |  | N | 290 | 0 |  |  | 0 | 290 | 0 | 0 | 52200 | 0 | 13050 | 0 | 431
[9 empty] | 1789 | 574 | 0 | 0 | 1349 | 440 | 0 | 248216 | 79800 | 0
SPP | 1999 | AEC - Essex Power | TETCO | MO | High | CT | June | Y | 112.6 | 0 |  |  | 112.6 | 0 | 0 | 20718.4 | 0 | 0 | 20718.4 | 20718.4 | 20
MAIN | 1999 | AEC - Nodaway Power | TETCO | MO | High | CT | June | Y | 182.8 | 0 |  |  | 182.8 | 0 | 0 | 33635.2 | 0 | 0 | 33635.2 | 33635.2 | 27
SPP | 1999 | AEC/Duke - St. Francis Power Plant | TETCO | MO | High | CC | July | Y | 260 | 125 |  |  | 260 | 0 | 0 | 46800 | 0 | 0 | 46800 | 0 | 21
MAIN | 1999 | Trigen Energy - St. Louis (Ashley) |  | MO | High | Cogen | June | N | 15 | 0 |  |  | 15 | 0 | 0 | 2340 | 0 | 0 | 2340 | 0 | 34
MAIN | 2000 | Ameren - Meramec (St. Louis) |  | MO | High | CT | June | Y | 48 | 0 |  |  | 48 | 0 | 0 | 8832 | 0 | 0 | 8832 | 8832 | 97
SPP | 2000 | KCP&L - Hawthorn |  | MO | High | CC | May | Y | 304 | 0 |  |  | 304 | 0 | 0 | 54720 | 0 | 0 | 54720 | 0 | 203
SPP | 2001 | AEC/Duke - St Francis Power Plant II | TETCO | MO | High | CC | July | N | 260 | 0 |  |  | 260 | 0 | 0 | 46800 | 0 | 0 | 46800 | 0 | 352
MAIN | 2001 | Duke - Audrain County | PEPL | MO | Med | CT | June | N | 640 | 640 |  |  | 0 | 640 | 0 | 0 | 117760 | 0 | 29440 | 29440 | 283
SPP | 2001 | Empire District Co/WRI - Joplin (State Line) | Williams | MO | High | CC | Summer | N | 500 | 500 |  |  | 500 | 0 | 0 | 90000 | 0 | 0 | 90000 | 0 | 349
SPP | 2001 | MEP(Calpine)/UtiliCorp - Pleasant Hill (Aries) | Williams | MO | High | CT | June | N | 372 | 372 |  |  | 372 | 0 | 0 | 68448 | 0 | 0 | 68448 | 68448 | 348
MAIN | 2001 | University of Missouri |  | MO | High | CT |  |  | 26 | 0 | 0 |  | 26 | 0 | 0 | 4784 | 0 | 0 | 4784 | 4784 | 703
SPP | 2002 | MEP (Calpine)/UtiliCorp - Pleasant Hill (Aries) | Williams | MO | High | CT | January |  | 600 | 600 |  |  | 600 | 0 | 0 | 110400 | 0 | 0 | 110400 | 110400 | 729
SPP | 2002 | MEP(Calpine)/UtiliCorp - Pleasant Hill (Aries) | Williams | MO | High | CT | January |  | 600 | 600 |  |  | 600 | 0 | 0 | 110400 | 0 | 0 | 110400 | 110400 | 514
MAIN | 2003 | Panda - Montgomery Co (New Florence) | PEPL | MO | Med | CC | Late | N | 1000 | 1000 |  |  | 0 | 1000 | 0 | 0 | 180000 | 0 | 45000 | 0 | 593
MAIN | 2003 | Panda - New Florence |  | MO | Med | CC |  | N | 1170 | 1170 | 0 |  | 0 | 1170 | 0 | 0 | 210600 | 0 | 52650 | 0 | 762
[9 empty] | 6090.4 | 5007 | 0 | 0 | 3280.4 | 2810 | 0 | 597877.6 | 508360 | 0
SERC | 1999 | ENA - Caledonia | Tenn | MS | High | CT | June | Y | 475 | 475 |  |  | 475 | 0 | 0 | 87400 | 0 | 0 | 87400 | 87400 | 65
SERC | 1999 | ENA - New Albany | Col Gulf | MS | High | CT | June | N | 390 | 390 |  |  | 390 | 0 | 0 | 71760 | 0 | 0 | 71760 | 71760 | 66
SERC | 1999 | OG&E - Magee | Destin | MS | High | CT | June | N | 100 | 100 |  |  | 100 | 0 | 0 | 18400 | 0 | 0 | 18400 | 18400 | 70
SERC | 2000 | LS Power/Cogentrix - Batesville | ANR/Tenn/Trkl/Col Gulf | MS | High | CC | March | Y | 837 | 837 |  |  | 837 | 0 | 0 | 150660 | 0 | 0 | 150660 | 0 | 176
SERC | 2001 | Duke - Attala Energy (Kosciusko) | TETCO | MS | High | CC | June | N | 510 | 510 |  |  | 510 | 0 | 0 | 91800 | 0 | 0 | 91800 | 0 | 344
SERC | 2001 | Entergy (EWO) - Vicksburg |  | MS | Med | 1 | Spring | N | 300 | 300 |  |  | 0 | 300 | 0 | 0 | 55200 | 0 | 13800 | 13800 | 334
SERC | 2001 | Mississippi Power - Victor Daniel | Destin | MS | High | CC | January | N | 1000 | 1000 |  |  | 1000 | 0 | 0 | 180000 | 0 | 0 | 180000 | 0 | 338
SERC | 2001 | SMEPA - Duke - (Hinds Energy) | TETCO | MS | High | CC | June | N | 500 | 500 |  |  | 500 | 0 | 0 | 90000 | 0 | 0 | 90000 | 0 | 341
SERC | 2002 | Cogentrix - Caledonia (Lowdes Co?) | Tennessee | MS | High | 1 |  | N | 0 | 0 |  |  | 0 | 0 | 0 | 0 | 0 | 0 | 0 | 0 | 454
SERC | 2002 | Cogentrix - Southaven | TGT | MS | High | CT | June | N | 800 | 800 |  |  | 800 | 0 | 0 | 147200 | 0 | 0 | 147200 | 147200 | 455
SERC | 2002 | GenPower - Sallis (Attala Co) |  | MS | Low | CC | June |  | 640 | 640 |  |  | 0 | 0 | 640 | 0 | 0 | 115200 | 0 | 0 | 722
SERC | 2002 | TVA |  | MS | Low | CT |  | N | 340 | 0 |  |  | 0 | 0 | 340 | 0 | 0 | 62560 | 0 | 0 | 474
SERC | 2003 | Calpine - Lowndes Co (Lone Oak) | Tennessee | MS | High | CT | Early | N | 800 | 800 |  |  | 800 | 0 | 0 | 147200 | 0 | 0 | 147200 | 147200 | 581
SERC | 2003 | Duke - Southaven |  | MS | Low | 1 |  | N | 640 | 640 |  |  | 0 | 0 | 640 | 0 | 0 | 117760 | 0 | 0 | 586
[9 empty] | 7332 | 6992 | 0 | 0 | 5412 | 300 | 1620 | 984420 | 55200 | 295520
WSCC | 2000 | Adair/Native American - Glacier |  | MT | Low | CT |  | N | 160 | 160 |  |  | 0 | 0 | 160 | 0 | 0 | 29440 | 0 | 0 | 187
[9 empty] | 160 | 160 |  |  | 0 | 0 | 160 | 0 | 0 | 29440
NPCCC | 2000 | Tractabel/NB Power |  | NB | Low | CC | December | N | 350 | 350 |  |  | 0 | 0 | 350 | 0 | 0 | 63000 | 0 | 0 | 162
NPCCC | 2001 | New Bunswick Power - Bayside Conv (Courtney Bay) | MNE | NB | High | CC |  | N | 265 | 265 |  |  | 265 | 0 | 0 | 47700 | 0 | 0 | 47700 | 0 | 303
NPCCC | 2001 | Tractebel/NB Power |  | NB | Low | CC | December | N | 280 | 280 |  |  | 0 | 0 | 280 | 0 | 0 | 50400 | 0 | 0 | 317
NPCCC | 2001 | Westcoast Power - Bayside Power |  | NB | Low | CC | September | N | 265 | 265 | 0 |  | 0 | 0 | 265 | 0 | 0 | 47700 | 0 | 0 | 764
NPCCC | 2002 | New Bunswick Power - Bayside Conv (Courtney Bay) | MNE | NB | High | CC | June | N | 260 | 260 |  |  | 260 | 0 | 0 | 46800 | 0 | 0 | 46800 | 0 | 501
NPCCC | 2003 | JD Irving Oil - New Brunswick | MNE | NB | High | CC |  | N | 95 | 95 | 0 |  | 95 | 0 | 0 | 17100 | 0 | 0 | 17100 | 0 | 743
[9 empty] | 1515 | 1515 | 0 | 0 | 620 | 0 | 895 | 111600 | 0 | 161100
SERC | 1999 | CP&L - Asheville |  | NC | High | CT | June | Y | 165 | 0 |  |  | 165 | 0 | 0 | 30360 | 0 | 0 | 30360 | 30360 | 59
SERC | 2000 | Cogentrix - Southaven |  | NC | High | CT | March | Y | 680.9 | 680.9 | 0 | 0 | 680.9 | 0 | 0 | 125285.6 | 0 | 0 | 125285.6 | 125285.6 | 690
SERC | 2000 | CP&L - Asheville 4 |  | NC | High | CT | March | Y | 180 | 0 |  |  | 180 | 0 | 0 | 33120 | 0 | 0 | 33120 | 33120 | 166
SERC | 2000 | CP&L - Wayne Co | NCNG | NC | High | CT | May | Y | 720 | 0 |  |  | 720 | 0 | 0 | 132480 | 0 | 0 | 132480 | 132480 | 167
SERC | 2000 | Dynegy - Rockingham | Transco Z5 | NC | High | CT | June | Y | 800 | 200 |  |  | 800 | 0 | 0 | 147200 | 0 | 0 | 147200 | 147200 | 170
SERC | 2001 | CP&L - Hamlet |  | NC | High | CT | June | N | 620 | 0 |  |  | 620 | 0 | 0 | 114080 | 0 | 0 | 114080 | 114080 | 331
SERC | 2001 | CP&L - Rowan County | Transco Z5 | NC | High | CT | June | N | 465 | 0 |  |  | 465 | 0 | 0 | 85560 | 0 | 0 | 85560 | 85560 | 329
SERC | 2002 | CP&L - Richmond County (Hamlet) | Transco Z5 | NC | Med | CC | June | N | 625 | 0 |  |  | 0 | 625 | 0 | 0 | 112500 | 0 | 28125 | 0 | 457
SERC | 2003 | CP&L - Rowan County | Transco Z5 | NC | Med | CC | June | N | 470 | 0 |  |  | 0 | 470 | 0 | 0 | 84600 | 0 | 21150 | 0 | 583
SERC | 2003 | SCANA - Greene/Martin/Onslow Co |  | NC | Med | Cogen | Late | N | 200 | 200 |  |  | 0 | 200 | 0 | 0 | 31200 | 0 | 7800 | 0 | 585
SERC | 2004 | Scana/Fayetteville PWC - Fayetteville | SCANA Energy | NC | Dead | CC | June |  | 0 | 0 |  |  | 0 | 0 | 0 | 0 | 0 | 0 | 0 | 0 | 734
[9 empty] | 4925.9 | 1080.9 | 0 | 0 | 3630.9 | 1295 | 0 | 668085.6 | 228300 | 0
MAPP | 2000 | OPPD - Omaha | NNG | NE | High | CT | June | N | 96 | 0 |  |  | 96 | 0 | 0 | 17664 | 0 | 0 | 17664 | 17664 | 118
MAPP | 2002 | OPPD - Omaha |  | NE | Low | CC |  | N | 175 | 0 |  |  | 0 | 0 | 175 | 0 | 0 | 31500 | 0 | 0 | 430
MAPP | 2003 | Lincoln Electric System |  | NE | Med | CC |  | N | 130 | 0 |  |  | 0 | 130 | 0 | 0 | 23400 | 0 | 5850 | 0 | 577
MAPP | 2004 | Lincoln Electric System |  | NE | Med | CT |  | N | 55 | 0 |  |  | 0 | 55 | 0 | 0 | 10120 | 0 | 2530 | 2530 | 646
[9 empty] | 456 | 0 | 0 | 0 | 96 | 185 | 175 | 17664 | 33520 | 31500
NPCC | 2000 | Foss Maufacutring - Hamption Facility |  | NH | High | CT | January | Y | 4.3 | 0 | 0 | 0 | 4.3 | 0 | 0 | 791.2 | 0 | 0 | 791.2 | 791.2 | 688
NPCC | 2000 | Southern Energy - Newington |  | NH | Med | CC | February | N | 525 | 525 |  |  | 0 | 525 | 0 | 0 | 94500 | 0 | 23625 | 0 | 161
NPCC | 2001 | Tractebel/Sprague Energy - Piscataqua |  | NH | Med | CC | December | N | 700 | 700 |  |  | 0 | 700 | 0 | 0 | 126000 | 0 | 31500 | 0 | 316
NPCC | 2002 | AES - Loudenberry | Tennessee | NH | High | CC | April | N | 720 | 720 |  |  | 720 | 0 | 0 | 129600 | 0 | 0 | 129600 | 0 | 484
NPCC | 2002 | Duke - Newington (ConEd) |  | NH | Low | CC | March |  | 520 | 520 |  |  | 0 | 0 | 520 | 0 | 0 | 93600 | 0 | 0 | 728
[9 empty] | 2469.3 | 2465 | 0 | 0 | 724.3 | 1225 | 520 | 130391.2 | 220500 | 93600
PJM | 2000 | PSEG - Burlington |  | NJ | High | CT | June | Y | 186 | 186 | 0 | 0 | 186 | 0 | 0 | 34224 | 0 | 0 | 34224 | 34224 | 685
NPCC | 2001 | Cogen Tech - Linden | PSE&G | NJ | Med | CT |  | N | 125 | 125 |  |  | 0 | 125 | 0 | 0 | 23000 | 0 | 5750 | 5750 | 297
PJM | 2002 | AES - Redoak (Sayreville) |  | NJ | High | CC | March | N | 830 | 830 |  |  | 830 | 0 | 0 | 149400 | 0 | 0 | 149400 | 0 | 434
PJM | 2002 | PG&E - Linden (Liberty Project) |  | NJ | High | CC |  | N | 1100 | 1100 |  |  | 1100 | 0 | 0 | 198000 | 0 | 0 | 198000 | 0 | 440
PJM | 2002 | PG&E -West Deptford (Mantua Creek) |  | NJ | Med | CC |  | N | 800 | 800 |  |  | 0 | 800 | 0 | 0 | 144000 | 0 | 36000 | 0 | 441
NPCC | 2003 | PSE&G - Linden | PSE&G | NJ | Low | CC |  |  | 1186 | 0 |  |  | 0 | 0 | 1186 | 0 | 0 | 213480 | 0 | 0 | 712
PJM | 2003 | PSEG - Linden |  | NJ | Med | CC | May | N | 1186 | 1186 |  |  | 0 | 1186 | 0 | 0 | 213480 | 0 | 53370 | 0 | 579
[9 empty] | 5413 | 4227 | 0 | 0 | 2116 | 2111 | 1186 | 381624 | 380480 | 213480
WSCC | 1999 | Deming/Garland Loman/Rosal |  | NM | Dead | 1 |  | N | 0 | 0 |  |  | 0 | 0 | 0 | 0 | 0 | 0 | 0 | 0 | 9
WSCC | 2000 | Delta Power - Detroit Gas (Cobisa/Pearson) | PSNM ?? | NM | High | CT | June | N | 140 | 140 |  |  | 140 | 0 | 0 | 25760 | 0 | 0 | 25760 | 25760 | 192
WSCC | 2000 | Dynegy - Santa Teresa | El Paso | NM | Med | CC |  | N | 500 | 500 |  |  | 0 | 500 | 0 | 0 | 90000 | 0 | 22500 | 0 | 193
WSCC | 2002 | Duke - Deming |  | NM | Med | CC |  | Y | 600 | 600 |  |  | 0 | 600 | 0 | 0 | 108000 | 0 | 27000 | 0 | 667
WSCC | 2003 | Cobisa - Belen |  | NM | Low | CT |  | N | 220 | 220 |  |  | 0 | 0 | 220 | 0 | 0 | 40480 | 0 | 0 | 613
[9 empty] | 1460 | 1460 | 0 | 0 | 140 | 1100 | 220 | 25760 | 198000 | 40480
WSCC | 2001 | Coastal Power - Carlin |  | NV | Low | CC |  | N | 500 | 500 |  |  | 0 | 0 | 500 | 0 | 0 | 90000 | 0 | 0 | 368
WSCC | 2002 | Las Vegas Cogen Expansion |  | NV | High | CC | June | N | 220 | 220 |  |  | 220 | 0 | 0 | 39600 | 0 | 0 | 39600 | 0 | 531
WSCC | 2003 | Pinnacle West - Harry Allen Power Stn |  | NV | Med | CC |  | N | 500 | 500 | 0 |  | 0 | 500 | 0 | 0 | 90000 | 0 | 22500 | 0 | 745
WSCC | 2003 | Reliant - Apex |  | NV | Low | CC |  | N | 1400 | 1400 |  |  | 0 | 0 | 1400 | 0 | 0 | 252000 | 0 | 0 | 624
WSCC | 2003 | Reliant - Arrow Canyon |  | NV | Low | CC | June | N | 500 | 500 |  |  | 0 | 0 | 500 | 0 | 0 | 90000 | 0 | 0 | 625
WSCC | 2003 | Southern - Apex Industrial Park (Soen) |  | NV | Med | CC | January | N | 1000 | 1000 |  |  | 0 | 1000 | 0 | 0 | 180000 | 0 | 45000 | 0 | 623
WSCC | 2004 | PG&E - Meadow Valley Gen |  | NV | Med | CC |  |  | 1000 | 1000 |  |  | 0 | 1000 | 0 | 0 | 180000 | 0 | 45000 | 0 | 741
[9 empty] | 5120 | 5120 | 0 | 0 | 220 | 2500 | 2400 | 39600 | 450000 | 432000
NPCC | 1999 | Orion Power Holding(Goldman Sachs & Constellation) |  | NY | High | Cogen |  | N | 105 | 105 |  |  | 105 | 0 | 0 | 16380 | 0 | 0 | 16380 | 0 | 56
NPCC | 1999 | RG&E - Allegany Cogen |  | NY | High | CT | June | Y | 109 | 0 |  |  | 109 | 0 | 0 | 20056 | 0 | 0 | 20056 | 20056 | 57
NPCC | 2001 | NYPA - 23rd Street Brooklyn | Transco | NY | High | CT | June | N | 79.9 | 79.9 | 0 | LM 6000 | 79.9 | 0 | 0 | 14701.6 | 0 | 0 | 14701.6 | 14701.6 | 766
NPCC | 2001 | NYPA - Harlem Rail | Transco | NY | Med | CT | June | N | 79.9 | 79.9 | 0 | LM 6000 | 0 | 79.9 | 0 | 0 | 14701.6 | 0 | 3675.4 | 3675.4 | 772
NPCC | 2001 | NYPA - Hell Gate | Transco | NY | High | CT | June | N | 79.9 | 79.9 | 0 | LM 6000 | 79.9 | 0 | 0 | 14701.6 | 0 | 0 | 14701.6 | 14701.6 | 773
NPCC | 2001 | NYPA - Pilgrim State Hospital | Transco | NY | High | CT | June | N | 44 | 44 | 0 | LM 6000 | 44 | 0 | 0 | 8096 | 0 | 0 | 8096 | 8096 | 777
NPCC | 2001 | NYPA - Vernon Blvd. | Transco | NY | High | CT | June | N | 79.9 | 79.9 | 0 | LM 6000 | 79.9 | 0 | 0 | 14701.6 | 0 | 0 | 14701.6 | 14701.6 | 783
NPCC | 2001 | NYPA - Virginia Ave. | Transco | NY | High | CT | June | N | 44 | 44 | 0 | LM 6000 | 44 | 0 | 0 | 8096 | 0 | 0 | 8096 | 8096 | 784
NPCC | 2002 | ANP - Ramapo |  | NY | Med | CT | December | N | 1100 | 1100 |  |  | 0 | 1100 | 0 | 0 | 202400 | 0 | 50600 | 50600 | 485
NPCC | 2002 | Besicorp - Empire State Newsprint |  | NY | Med | Cogen | November | N | 450 | 200 |  |  | 0 | 450 | 0 | 0 | 70200 | 0 | 17550 | 0 | 487
NPCC | 2002 | Con Ed - East River Repowering |  | NY | Low | 1 |  | N | 450 | 0 |  |  | 0 | 0 | 450 | 0 | 0 | 82800 | 0 | 0 | 490
NPCC | 2002 | Keyspan - Melville (Suffolk Co) |  | NY | Med | CT | May | N | 79 | 79 |  |  | 0 | 79 | 0 | 0 | 14536 | 0 | 3634 | 3634 | 500
NPCC | 2002 | Keyspan - Ravenswood |  | NY | Low | Cogen |  | N | 250 | 250 |  |  | 0 | 0 | 250 | 0 | 0 | 39000 | 0 | 0 | 499
NPCC | 2002 | NIMO - Bethlehem Energy Center |  | NY | Low | 1 | September | N | 750 | 750 |  |  | 0 | 0 | 750 | 0 | 0 | 138000 | 0 | 0 | 502
NPCC | 2002 | NYPA - Poletti Expansion | Transco | NY | Low | CC |  | N | 500 | 0 |  |  | 0 | 0 | 500 | 0 | 0 | 90000 | 0 | 0 | 503
NPCC | 2002 | PPL Global - Smithtown (Long Island) |  | NY | Low | 1 | June | N | 600 | 600 |  |  | 0 | 0 | 600 | 0 | 0 | 110400 | 0 | 0 | 504
NPCC | 2002 | Sunset Energy (earlier ?) | MarketLink | NY | Med | CC |  | N | 550 | 550 |  |  | 0 | 550 | 0 | 0 | 99000 | 0 | 24750 | 0 | 509
NPCC | 2002 | Twin Tier Power (Tioga Co) |  | NY | Low | CC |  | N | 520 | 520 |  |  | 0 | 0 | 520 | 0 | 0 | 93600 | 0 | 0 | 511
NPCC | 2003 | ABB - Oak Point Yard |  | NY | Low | CC |  | N | 1075 | 1075 |  |  | 0 | 0 | 1075 | 0 | 0 | 193500 | 0 | 0 | 673
NPCC | 2003 | Brrokhaven - Suffolk Co |  | NY | Low | CT | October | N | 540 | 540 |  |  | 0 | 0 | 540 | 0 | 0 | 99360 | 0 | 0 | 598
NPCC | 2003 | Columbia Elec - Grassy Pt/Haverstraw |  | NY | Med | CC |  | N | 550 | 550 |  |  | 0 | 550 | 0 | 0 | 99000 | 0 | 24750 | 0 | 595
NPCC | 2003 | Constellation Power - Orange Co |  | NY | Low | CC |  | N | 1080 | 1080 |  |  | 0 | 0 | 1080 | 0 | 0 | 194400 | 0 | 0 | 675
NPCC | 2003 | Keyspan - Ravenswood |  | NY | Low | Cogen |  | N | 250 | 250 |  |  | 0 | 0 | 250 | 0 | 0 | 39000 | 0 | 0 | 674
NPCC | 2003 | PG&E - Athens (no pl cap) | Iroquois | NY | High | CC | 1Q | N | 1080 | 1080 |  |  | 1080 | 0 | 0 | 194400 | 0 | 0 | 194400 | 0 | 604
NPCC | 2003 | SCS - Astoria Energy (2002?) |  | NY | Low | 1 |  | N | 1000 | 1000 |  |  | 0 | 0 | 1000 | 0 | 0 | 184000 | 0 | 0 | 599
NPCC | 2003 | Sithe - Independence Exp (Scriba/Heritage) |  | NY | Med | CC |  | N | 800 | 800 |  |  | 0 | 800 | 0 | 0 | 144000 | 0 | 36000 | 0 | 602
NPCC | 2003 | Sithe - Ramapo/Torne Valley |  | NY | Low | CC |  | N | 827 | 827 |  |  | 0 | 0 | 827 | 0 | 0 | 148860 | 0 | 0 | 601
NPCC | 2003 | Southern Energy - Bowline Pt #3 |  | NY | Med | CC |  | N | 750 | 750 |  |  | 0 | 750 | 0 | 0 | 135000 | 0 | 33750 | 0 | 313
NPCC | 2003 | Vermont Energy - Glenville Energy |  | NY | Low | 1 |  | N | 500 | 500 |  |  | 0 | 0 | 500 | 0 | 0 | 92000 | 0 | 0 | 600
NPCC | 2004 | Calpine - Orange County (Wawayanda) |  | NY | Med | CC | 1Q | N | 540 | 540 |  |  | 0 | 540 | 0 | 0 | 97200 | 0 | 24300 | 0 | 654
NPCC | 2004 | Constellation Power - Astoria |  | NY | Low | CC |  |  | 531 | 531 |  |  | 0 | 0 | 531 | 0 | 0 | 95580 | 0 | 0 | 736
NPCC | 2004 | Orion - Astoria (ConEd repower) |  | NY | Med | CC |  |  | 750 | 750 |  |  | 0 | 750 | 0 | 0 | 135000 | 0 | 33750 | 0 | 737
NPCC | 2004 | York - North First Street |  | NY | Low | CT |  | N | 500 | 500 |  |  | 0 | 0 | 500 | 0 | 0 | 92000 | 0 | 0 | 678
[9 empty] | 16643.6 | 15334.6 | 0 | 0 | 1621.7 | 5648.9 | 9373 | 291132.8 | 1011037.6 | 1692500
ECAR | 1999 | Dayton Power & Light - Dayton |  | OH | High | 1 | June | N | 84 | 0 |  |  | 84 | 0 | 0 | 15456 | 0 | 0 | 15456 | 15456 | 46
ECAR | 2000 | AMP-Ohio - Bowling Green |  | OH | High | CT | June | Y | 27.2 | 0 |  |  | 27.2 | 0 | 0 | 5004.8 | 0 | 0 | 5004.8 | 5004.8 | 661
ECAR | 2000 | AMP-Ohio - Hamilton Peaking |  | OH | High | CT | June | Y | 27.2 | 0 | 0 | 0 | 27.2 | 0 | 0 | 5004.8 | 0 | 0 | 5004.8 | 5004.8 | 691
ECAR | 2000 | Dayton Power & Light - Montpelier Station |  | OH | High | CT | June | Y | 200.3 | 200.3 | 0 |  | 200.3 | 0 | 0 | 36855.2 | 0 | 0 | 36855.2 | 36855.2 | 694
ECAR | 2000 | MCN Energy - Columbus |  | OH | Dead | CT | June | N | 0 | 0 |  |  | 0 | 0 | 0 | 0 | 0 | 0 | 0 | 0 | 132
ECAR | 2000 | PG&E - Bowling Green |  | OH | High | CT | August | Y | 16.5 | 16.5 |  |  | 16.5 | 0 | 0 | 3036 | 0 | 0 | 3036 | 3036 | 136
ECAR | 2000 | PG&E - Canton |  | OH | Med | CT | July | N | 50 | 50 |  |  | 0 | 50 | 0 | 0 | 9200 | 0 | 2300 | 2300 | 133
ECAR | 2000 | PG&E - Galion |  | OH | Med | CT | July | N | 50 | 50 |  |  | 0 | 50 | 0 | 0 | 9200 | 0 | 2300 | 2300 | 134
ECAR | 2000 | PG&E - Napoleon |  | OH | Med | CT | July | N | 50 | 50 |  |  | 0 | 50 | 0 | 0 | 9200 | 0 | 2300 | 2300 | 135
ECAR | 2000 | Toledo Edison - Richland |  | OH | High | CT | July | N | 260 | 0 |  |  | 260 | 0 | 0 | 47840 | 0 | 0 | 47840 | 47840 | 137
ECAR | 2000 | Toledo Edison - Richland |  | OH | High | CT | September | N | 130 | 0 |  |  | 130 | 0 | 0 | 23920 | 0 | 0 | 23920 | 23920 | 138
ECAR | 2000 | Trigen-Cinergy - Ashtabula |  | OH | High | Cogen | October | N | 28 | 0 |  |  | 28 | 0 | 0 | 4368 | 0 | 0 | 4368 | 0 | 141
ECAR | 2000 | Trigen-Cinergy - Middle Works |  | OH | Low | Cogen |  | N | 230 | 230 |  |  | 0 | 0 | 230 | 0 | 0 | 35880 | 0 | 0 | 139
ECAR | 2001 | Cinergy - Cincinnati (West End) |  | OH | Med | CT | June | N | 90 | 90 |  |  | 0 | 90 | 0 | 0 | 16560 | 0 | 4140 | 4140 | 205
ECAR | 2001 | Dayton Power & Light - Greenville (Darke Co) |  | OH | Med | CT | March | N | 200 | 200 |  |  | 0 | 200 | 0 | 0 | 36800 | 0 | 9200 | 9200 | 216
ECAR | 2001 | Dayton Power & Light - Tait (Montgomery Co) |  | OH | High | CT | June | N | 320 | 320 |  |  | 320 | 0 | 0 | 58880 | 0 | 0 | 58880 | 58880 | 215
ECAR | 2001 | Dayton Power & Light - West Lancaster (Fairfield) | Columbia Gas | OH | High | CT | June | N | 200 | 200 |  |  | 200 | 0 | 0 | 36800 | 0 | 0 | 36800 | 36800 | 214
ECAR | 2001 | Entergy - Jackson Generating (Bloomfield) |  | OH | Med | CT | June | N | 640 | 640 |  |  | 0 | 640 | 0 | 0 | 117760 | 0 | 29440 | 29440 | 662
ECAR | 2001 | First Energy - West Loraine (Defiance) | Columbia Gas/EOG | OH | High | CT | Spring | N | 425 | 0 |  |  | 425 | 0 | 0 | 78200 | 0 | 0 | 78200 | 78200 | 219
ECAR | 2002 | AEP - Buckeye Power (OREC) |  | OH | Med | CT |  | N | 510 | 0 |  |  | 0 | 510 | 0 | 0 | 93840 | 0 | 23460 | 23460 | 390
ECAR | 2002 | Cogentrix - Franklin (Jackson Co) |  | OH | Low | CC |  | N | 1200 | 1200 |  |  | 0 | 0 | 1200 | 0 | 0 | 216000 | 0 | 0 | 392
ECAR | 2002 | Dayton Power & Light - Darby (Pickaway) |  | OH | Med | CT | June | N | 480 | 480 |  |  | 0 | 480 | 0 | 0 | 88320 | 0 | 22080 | 22080 | 665
ECAR | 2002 | Dominion - Muskingum County | CNG | OH | Med | CT | July | N | 600 | 600 |  |  | 0 | 600 | 0 | 0 | 110400 | 0 | 27600 | 27600 | 395
ECAR | 2002 | Dominion/Troy Energy (Wood Co) | CNG | OH | High | CT | June | N | 600 | 600 |  |  | 600 | 0 | 0 | 110400 | 0 | 0 | 110400 | 110400 | 402
ECAR | 2002 | Dresden Energy - Cass (Muskingum Co) |  | OH | Low | CT |  | N | 500 | 500 |  |  | 0 | 0 | 500 | 0 | 0 | 92000 | 0 | 0 | 394
ECAR | 2002 | Duke - Waterford (Washington Co) |  | OH | Low | CC |  | N | 620 | 620 |  |  | 0 | 0 | 620 | 0 | 0 | 111600 | 0 | 0 | 398
ECAR | 2002 | Duke Energy/Cinergy - Butler County (Madison) II | TETCO | OH | Med | CT | June |  | 640 | 640 |  |  | 0 | 640 | 0 | 0 | 117760 | 0 | 29440 | 29440 | 144
ECAR | 2002 | Dynegy - Rolling Hills (Vinton Co) |  | OH | Low | CT |  |  | 800 | 800 |  |  | 0 | 0 | 800 | 0 | 0 | 147200 | 0 | 0 | 716
ECAR | 2002 | National Power Coop - Van Wert Co |  | OH | Low | CT |  | N | 510 | 510 |  |  | 0 | 0 | 510 | 0 | 0 | 93840 | 0 | 0 | 400
ECAR | 2002 | PSEG - Waterford Township (Marietta) |  | OH | Med | CC | January | N | 850 | 850 |  |  | 0 | 850 | 0 | 0 | 153000 | 0 | 38250 | 0 | 401
ECAR | 2003 | Calpine - Fremont |  | OH | Med | CC |  | N | 700 | 700 |  |  | 0 | 700 | 0 | 0 | 126000 | 0 | 31500 | 0 | 551
ECAR | 2003 | Calpine/CME Energy - Lawrence Co |  | OH | Med | CC | June | N | 1100 | 1100 |  |  | 0 | 1100 | 0 | 0 | 198000 | 0 | 49500 | 0 | 739
ECAR | 2004 | Dayton Power & Light - Darby (Pickaway Co) |  | OH | Low | CT |  | N | 480 | 480 |  |  | 0 | 0 | 480 | 0 | 0 | 88320 | 0 | 0 | 630
ECAR | 2004 | Entergy - Jackson Co (Bloomfield) |  | OH | Low | CT |  | N | 640 | 640 |  |  | 0 | 0 | 640 | 0 | 0 | 117760 | 0 | 0 | 629
[9 empty] | 13258.2 | 11766.8 | 0 | 0 | 2318.2 | 5960 | 4980 | 425764.8 | 1086040 | 902600
SPP | 2000 | AEC/KAMO Power - Chouteau |  | OK | High | CC | June | Y | 530 | 130 |  |  | 530 | 0 | 0 | 95400 | 0 | 0 | 95400 | 0 | 199
SPP | 2000 | OG&E - Mustang & Horseshoe |  | OK | High | CT | May | N | 210 | 0 |  |  | 210 | 0 | 0 | 38640 | 0 | 0 | 38640 | 38640 | 202
SPP | 2001 | Cogentrix/Power Resources(Green Country) - Jenks |  | OK | Low | CC |  | N | 0 | 0 |  |  | 0 | 0 | 0 | 0 | 0 | 0 | 0 | 0 | 347
SPP | 2001 | Duke/OMPA - McClain Energy (Newcastle, OK) | ONG | OK | High | CC | June | N | 500 | 0 |  |  | 500 | 0 | 0 | 90000 | 0 | 0 | 90000 | 0 | 353
SPP | 2001 | ONEOK - West Edmond (Logan Co) |  | OK | Med | CT | June | N | 300 | 225 |  |  | 0 | 300 | 0 | 0 | 55200 | 0 | 13800 | 13800 | 350
SPP | 2002 | Calpine/Panda Oneta Plant (Coweta) |  | OK | Med + | CT | Spring | N | 1000 | 1000 |  |  | 0 | 1000 | 0 | 0 | 184000 | 0 | 46000 | 46000 | 516
SPP | 2002 | Cogentrix/Power Resources(Green Country) - Jenks | TransOk | OK | High | CC | March | N | 850 | 850 |  |  | 850 | 0 | 0 | 153000 | 0 | 0 | 153000 | 0 | 513
SPP | 2002 | OMPA - Ponca City Reporter |  | OK | Med | CT |  | N | 39 | 0 |  |  | 0 | 39 | 0 | 0 | 7176 | 0 | 1794 | 1794 | 515
SPP | 2002 | Power Resource (Kiowa) - McAlister (Kiamichi) |  | OK | Low | CC |  | N | 1200 | 1200 |  |  | 0 | 0 | 1200 | 0 | 0 | 216000 | 0 | 0 | 517
SPP | 2003 | Duke - Newcastle (2001) |  | OK | Low | CC |  | N | 0 | 0 |  |  | 0 | 0 | 0 | 0 | 0 | 0 | 0 | 0 | 606
SPP | 2004 | Energentix - Arcadia |  | OK |  | 1 |  |  | 825 | 825 |  |  | 0 | 0 | 0 | 0 | 0 | 0 | 0 | 0 | 7
SPP | 2004 | Kinder Morgan - Pittsburg |  | OK | Low | CC |  | N | 453 | 453 |  |  | 0 | 0 | 453 | 0 | 0 | 81540 | 0 | 0 | 679
[9 empty] | 5907 | 4683 | 0 | 0 | 2090 | 1339 | 1653 | 377040 | 246376 | 297540
NPCCC | 2000 | Enron Canada - Moore Power Plant | TCPL/Union | ON | Low | CT | December | N | 166 | 166 |  |  | 0 | 0 | 166 | 0 | 0 | 30544 | 0 | 0 | 146
NPCCC | 2001 | Northland Power |  | ON | Low | Cogen |  | N | 250 | 250 |  |  | 0 | 0 | 250 | 0 | 0 | 39000 | 0 | 0 | 304
NPCCC | 2001 | Toronto Hydro - Cascades |  | ON | Med | CC | January | N | 112 | 0 |  |  | 0 | 112 | 0 | 0 | 20160 | 0 | 5040 | 0 | 319
NPCCC | 2001 | TransAlta - Sarnia |  | ON | High | Cogen | January | N | 520 | 520 |  |  | 520 | 0 | 0 | 81120 | 0 | 0 | 81120 | 0 | 318
NPCCC | 2002 | CUPIL - Lakeview |  | ON | Low | CC | September | N | 550 | 550 |  |  | 0 | 0 | 550 | 0 | 0 | 99000 | 0 | 0 | 492
NPCCC | 2002 | Dofasco |  | ON | Low | Cogen | July | N | 500 | 500 |  |  | 0 | 0 | 500 | 0 | 0 | 78000 | 0 | 0 | 493
NPCCC | 2002 | Sithe - Goreway (Brampton) | TCPL | ON | Med | CC | October | N | 800 | 800 |  |  | 0 | 800 | 0 | 0 | 144000 | 0 | 36000 | 0 | 505
NPCCC | 2002 | Sithe - Southdown Station (Mississauga) | TCPL | ON | Med | CC | October | N | 800 | 800 | 0 |  | 0 | 800 | 0 | 0 | 144000 | 0 | 36000 | 0 | 763
[9 empty] | 3698 | 3586 | 0 | 0 | 520 | 1712 | 1466 | 81120 | 308160 | 246544
WSCC | 2001 | PacifiCorp - Klamath Falls | PGT | OR | High | CC | July | N | 464 | 313 |  |  | 464 | 0 | 0 | 83520 | 0 | 0 | 83520 | 0 | 374
WSCC | 2002 | Avista - Coyote Springs II | PGT | OR | High | CC |  | N | 280 | 280 | 0 |  | 280 | 0 | 0 | 50400 | 0 | 0 | 50400 | 0 | 759
WSCC | 2002 | Calpine - Hermiston | PGT | OR | High | CC | May | N | 536 | 536 |  |  | 536 | 0 | 0 | 96480 | 0 | 0 | 96480 | 0 | 524
WSCC | 2003 | PG&E - Umatilla Co. (Hermiston) | PGT | OR | Low | CC |  | N | 550 | 550 |  |  | 0 | 0 | 550 | 0 | 0 | 99000 | 0 | 0 | 621
WSCC | 2004 | Confederated Umatilla Tribe - Eugene |  | OR | Low | 1 |  | N | 500 | 500 |  |  | 0 | 0 | 500 | 0 | 0 | 92000 | 0 | 0 | 657
[9 empty] | 2330 | 2179 | 0 | 0 | 1280 | 0 | 1050 | 230400 | 0 | 191000
PJM | 1999 | PP&L Global - Martins Creek (to 2002) |  | PA | Low | CC |  | N | 0 | 0 |  |  | 0 | 0 | 0 | 0 | 0 | 0 | 0 | 0 | 52
PJM | 1999 | Williams - Hazelton (Repowering) | Transco Z6 | PA | Low | CC | June | N | 120 | 120 |  |  | 0 | 0 | 120 | 0 | 0 | 21600 | 0 | 0 | 53
ECAR | 2000 | Allegheny Energy Supply |  | PA | High | CT | January | Y | 74.5 | 0 |  |  | 74.5 | 0 | 0 | 13708 | 0 | 0 | 13708 | 13708 | 39
ECAR | 2000 | Allegheny Energy Supply |  | PA | High | CT | June | N | 220 | 0 |  |  | 220 | 0 | 0 | 40480 | 0 | 0 | 40480 | 40480 | 122
PJM | 2000 | Calpine - Ontelaunee Energy (2001) | TETCO | PA | Low | CC |  | N | 0 | 0 |  |  | 0 | 0 | 0 | 0 | 0 | 0 | 0 | 0 | 93
PJM | 2001 | Calpine - Ontelaunee Energy Center | TETCO | PA | Med | CC | November | N | 545 | 545 |  |  | 0 | 545 | 0 | 0 | 98100 | 0 | 24525 | 0 | 272
PJM | 2001 | Columbia Electric - Kelson Ridge (2003?) |  | PA | Med | CC |  | N | 550 | 550 |  |  | 0 | 550 | 0 | 0 | 99000 | 0 | 24750 | 0 | 273
PJM | 2001 | Old Dominion (old AES) - Ironwood | TETCO | PA | High | CC | July | N | 720 | 200 |  |  | 720 | 0 | 0 | 129600 | 0 | 0 | 129600 | 0 | 271
PJM | 2001 | PEI/Cayuga - Scranton |  | PA | Med | CT | July | N | 45 | 45 |  |  | 0 | 45 | 0 | 0 | 8280 | 0 | 2070 | 2070 | 663
PJM | 2002 | Columbia Electric - Liberty Power | TETCO | PA | High | Cogen | 1Q | N | 500 | 500 |  |  | 500 | 0 | 0 | 78000 | 0 | 0 | 78000 | 0 | 435
PJM | 2002 | Connectiv - Northampton (Bethlehem) |  | PA | Med | CC |  |  | 500 | 500 |  |  | 0 | 500 | 0 | 0 | 90000 | 0 | 22500 | 0 | 720
PJM | 2002 | FPL/Sunoco - Marcus Hook Refinery |  | PA | Med | CC | March | N | 725 | 725 |  |  | 0 | 725 | 0 | 0 | 130500 | 0 | 32625 | 0 | 437
PJM | 2002 | Panda - Upper Hanover (Perkiomen) |  | PA | Med | CC |  | N | 1000 | 1000 |  |  | 0 | 1000 | 0 | 0 | 180000 | 0 | 45000 | 0 | 439
PJM | 2002 | PP&L - Eden | Transco | PA | High | CT |  | N | 90 | 90 |  |  | 90 | 0 | 0 | 16560 | 0 | 0 | 16560 | 16560 | 447
PJM | 2002 | PP&L - Hatfield | TETCO | PA | High | CT |  | N | 90 | 90 |  |  | 90 | 0 | 0 | 16560 | 0 | 0 | 16560 | 16560 | 444
PJM | 2002 | PP&L - Upper Hanover | TETCO | PA | High | CT |  | N | 90 | 90 |  |  | 90 | 0 | 0 | 16560 | 0 | 0 | 16560 | 16560 | 443
PJM | 2002 | PP&L - West Earl Township | Columbia Gas | PA | High | CT |  | N | 450 | 450 |  |  | 450 | 0 | 0 | 82800 | 0 | 0 | 82800 | 82800 | 445
PJM | 2002 | PP&L - West Hempfield | TETCO | PA | High | CT |  | N | 180 | 180 |  |  | 180 | 0 | 0 | 33120 | 0 | 0 | 33120 | 33120 | 446
PJM | 2002 | PP&L Global - Martins Creek (N End) |  | PA | Med | CC |  | N | 600 | 600 |  |  | 0 | 600 | 0 | 0 | 108000 | 0 | 27000 | 0 | 442
PJM | 2002 | PSEG Power - Bergen Stn |  | PA | Med | CC |  | N | 500 | 500 |  |  | 0 | 500 | 0 | 0 | 90000 | 0 | 22500 | 0 | 448
PJM | 2003 | Allegheny Energy Unites 3,4,5 |  | PA | Med | CC |  | N | 540 | 540 |  |  | 0 | 540 | 0 | 0 | 97200 | 0 | 24300 | 0 | 578
[9 empty] | 7539.5 | 6725 | 0 | 0 | 2414.5 | 5005 | 120 | 427388 | 901080 | 21600
NPCCC | 2001 | Boralex - Senneterre |  | PQ | High | CT | June | N | 32 | 32 | 0 |  | 32 | 0 | 0 | 5888 | 0 | 0 | 5888 | 5888 | 765
[9 empty] | 32 | 32 | 0 | 0 | 32 | 0 | 0 | 5888 | 0 | 0
NPCC | 2000 | EMI/Calpine - Tiverton | Algon | RI | High | CC | March | Y | 239.6 | 239.6 |  |  | 239.6 | 0 | 0 | 43128 | 0 | 0 | 43128 | 0 | 148
NPCC | 2001 | Indeck - North Smithfield (Tusipani Water) |  | RI | Dead | CC |  | N | 0 | 0 |  |  | 0 | 0 | 0 | 0 | 0 | 0 | 0 | 0 | 302
NPCC | 2001 | Reliant - Johnston |  | RI | Med | CC | April | N | 500 | 500 |  |  | 0 | 500 | 0 | 0 | 90000 | 0 | 22500 | 0 | 300
NPCC | 2002 | FPL - Providence (Johnston) |  | RI | Med | CC |  | N | 500 | 500 |  |  | 0 | 500 | 0 | 0 | 90000 | 0 | 22500 | 0 | 494
[9 empty] | 1239.6 | 1239.6 | 0 | 0 | 239.6 | 1000 | 0 | 43128 | 180000 | 0 | 88128 | 0 | 1244
SERC | 2000 | Skygen - Broad River Energy center |  | SC | High | CT | July | Y | 453 | 453 |  |  | 453 | 0 | 0 | 83352 | 0 | 0 | 83352 | 83352 | 181
SERC | 2002 | Santee Cooper - Anderson Co (Rainey Plant) | Transco Z4 | SC | High | CC | January | N | 650 | 0 |  |  | 650 | 0 | 0 | 117000 | 0 | 0 | 117000 | 0 | 469
SERC | 2002 | Santee Cooper - Anderson Co (Rainey Plant) | Transco Z4 | SC | High | CT | January | N | 490 | 0 |  |  | 490 | 0 | 0 | 90160 | 0 | 0 | 90160 | 90160 | 470
SERC | 2002 | SCE&G - Aiken Co |  | SC | Med | CC | June | N | 450 | 0 |  |  | 0 | 450 | 0 | 0 | 81000 | 0 | 20250 | 0 | 471
SERC | 2003 | SkyGen - Calhoun Co (Eastman) |  | SC | Med | CC |  |  | 500 | 500 | 0 |  | 0 | 500 | 0 | 0 | 90000 | 0 | 22500 | 0 | 707
SERC | 2004 | Santee Cooper - (Northern SC) | Transco | SC | Med | CC |  | N | 500 | 0 |  |  | 0 | 500 | 0 | 0 | 90000 | 0 | 22500 | 0 | 647
SERC | 2004 | South Carolina PSA |  | SC | Med | CC |  | N | 500 | 0 |  |  | 0 | 500 | 0 | 0 | 90000 | 0 | 22500 | 0 | 653
[9 empty] | 3543 | 953 | 0 | 0 | 1593 | 1950 | 0 | 290512 | 351000 | 0
MAPPC | 2000 | CanOxy | TransGas | SK | High | 1 |  | N | 43 | 0 |  |  | 43 | 0 | 0 | 7912 | 0 | 0 | 7912 | 7912 | 116
MAPPC | 2000 | SaskPower | TransGas | SK | Dead | 1 |  | N | 0 | 0 |  |  | 0 | 0 | 0 | 0 | 0 | 0 | 0 | 0 | 119
MAPPC | 2000 | TranAlta Energy - Lloydminster |  | SK | High | CC |  | N | 210 | 210 |  |  | 210 | 0 | 0 | 37800 | 0 | 0 | 37800 | 0 | 120
MAPPC | 2002 | Atco/SaskPower (Potasch) |  | SK | Med | CT | November | N | 228 | 228 |  |  | 0 | 228 | 0 | 0 | 41952 | 0 | 10488 | 10488 | 432
[9 empty] | 481 | 438 | 0 | 0 | 253 | 228 | 0 | 45712 | 41952 | 0
SERC | 1999 | ENA - Brownsville | ANR | TN | High | CT | June | Y | 475 | 475 |  |  | 475 | 0 | 0 | 87400 | 0 | 0 | 87400 | 87400 | 64
SERC | 2000 | ENA - Gleason | ANR | TN | High | CT | May | Y | 462.4 | 462.4 |  |  | 462.4 | 0 | 0 | 85081.6 | 0 | 0 | 85081.6 | 85081.6 | 172
SERC | 2000 | TVA Gallatin Plant (Wilson County) | Columbia Gulf | TN | High | CT | July | Y | 300 | 300 |  |  | 300 | 0 | 0 | 55200 | 0 | 0 | 55200 | 55200 | 183
SERC | 2000 | TVA Johnsonville |  | TN | High | CT | July | Y | 300 | 300 |  |  | 300 | 0 | 0 | 55200 | 0 | 0 | 55200 | 55200 | 184
SERC | 2001 | TVA Gallatin Plant (Wilson Co) & Johnsonville? | Col Gulf | TN | High | CT | June | N | 600 | 0 |  |  | 600 | 0 | 0 | 110400 | 0 | 0 | 110400 | 110400 | 346
SERC | 2002 | TVA Brownsville |  | TN | Low | CT |  | N | 680 | 0 |  |  | 0 | 0 | 680 | 0 | 0 | 125120 | 0 | 0 | 473
SERC | 2003 | Calpine - Haywood Energy Center |  | TN | Med | CC |  |  | 770 | 770 |  |  | 0 | 770 | 0 | 0 | 138600 | 0 | 34650 | 0 | 649
SERC | 2004 | Calpine - Haywood Energy Center |  | TN | Med | CC |  | N | 770 | 770 |  |  | 0 | 770 | 0 | 0 | 138600 | 0 | 34650 | 0 | 651
[9 empty] | 4357.4 | 3077.4 | 0 | 0 | 2137.4 | 1540 | 680 | 393281.6 | 277200 | 125120
ERCOT | 1998 | Borger Energy - Blackhawk Station |  | TX | High | Cogen | October | Y | 225 | 225 | 0 | 0 | 225 | 0 | 0 | 35100 | 0 | 0 | 35100 | 0 | 683
ERCOT | 1999 | BASF - Freeport |  | TX | High | Cogen | July | Y | 79.7 | 0 |  |  | 79.7 | 0 | 0 | 12433.2 | 0 | 0 | 12433.2 | 0 | 15
ERCOT | 1999 | CSW - Mission (Frontera) |  | TX | High | CT | August | Y | 280.5 | 280.5 |  |  | 280.5 | 0 | 0 | 51612 | 0 | 0 | 51612 | 51612 | 16
SPP | 1999 | LS Power/Golden Spread - Mustang Station | NNG | TX | High | CC | June | Y | 488 | 488 | 0 | F7FA | 488 | 0 | 0 | 87840 | 0 | 0 | 87840 | 0 | 713
ERCOT | 1999 | Oxy/Conoco - Ingleside |  | TX | High | Cogen | October | Y | 465.4 | 205 |  |  | 465.4 | 0 | 0 | 72602.4 | 0 | 0 | 72602.4 | 0 | 18
ERCOT | 1999 | Southern Co.-Wichita Falls |  | TX | High | Cogen | October | N | 80 | 80 |  |  | 80 | 0 | 0 | 12480 | 0 | 0 | 12480 | 0 | 19
ERCOT | 2000 | ANP - Midlothian | Lone Star/Valero | TX | High | CC | June | Y | 1100 | 1100 |  | ABB GT24 OTC | 1100 | 0 | 0 | 198000 | 0 | 0 | 198000 | 0 | 76
ERCOT | 2000 | Calpine - Pasadena expansion | Midcon/Channel/Tejas/HPL | TX | High | Cogen | June | N | 510 | 510 |  |  | 510 | 0 | 0 | 79560 | 0 | 0 | 79560 | 0 | 77
ERCOT | 2000 | Calpine(was Duke) - Hildago/Edinburg | Duke Field Svs | TX | High | CC | June | Y | 500 | 500 |  |  | 500 | 0 | 0 | 90000 | 0 | 0 | 90000 | 0 | 78
ERCOT | 2000 | CSW - Mission (Frontera) |  | TX | High | CC | June | N | 160 | 160 |  |  | 160 | 0 | 0 | 28800 | 0 | 0 | 28800 | 0 | 79
ERCOT | 2000 | Dynegy - Lyondell |  | TX | Low | Cogen | June | N | 155 | 155 |  |  | 0 | 0 | 155 | 0 | 0 | 24180 | 0 | 0 | 80
ERCOT | 2000 | FPL (Panda) - Paris (Lamar Power) | NGPL/Black Marlin(NNG) | TX | High | CC | June | Y | 1000 | 300 |  | 7FA | 1000 | 0 | 0 | 180000 | 0 | 0 | 180000 | 0 | 81
ERCOT | 2000 | Golden Spread - Pampa |  | TX | Med | CC |  | N | 486 | 200 |  |  | 0 | 486 | 0 | 0 | 87480 | 0 | 21870 | 0 | 82
ERCOT | 2000 | LG&E /Columbia Electric - Gregory |  | TX | High | Cogen | July | N | 361 | 361 |  |  | 361 | 0 | 0 | 56316 | 0 | 0 | 56316 | 0 | 83
ERCOT | 2000 | PG&E(USGen)/UDS - Three Rivers |  | TX | Dead | Cogen |  | N | 0 | 0 |  |  | 0 | 0 | 0 | 0 | 0 | 0 | 0 | 0 | 84
ERCOT | 2000 | Reliant/Air Liquide - Orange (Sabine) |  | TX | High | Cogen | January | Y | 88.5 | 48.5 |  |  | 88.5 | 0 | 0 | 13806 | 0 | 0 | 13806 | 0 | 17
ERCOT | 2000 | San Antonio Public Service (CPS Von Rosenburg) |  | TX | High | CC | June | Y | 511 | 0 |  |  | 511 | 0 | 0 | 91980 | 0 | 0 | 91980 | 0 | 85
ERCOT | 2000 | Southern Co. - Brazos Electric (Bosque Co) (Whitney) |  | TX | High | CT | June | Y | 300 | 300 |  | 7FA | 300 | 0 | 0 | 55200 | 0 | 0 | 55200 | 55200 | 86
ERCOT | 2001 | ANP - Hayes County (San Marcos) 2002? | Oasis | TX | High | CC | June | N | 1100 | 1100 |  |  | 1100 | 0 | 0 | 198000 | 0 | 0 | 198000 | 0 | 229
ERCOT | 2001 | ANP - Midlothian | Lone Star/Valero | TX | High | CT | October | N | 550 | 550 |  |  | 550 | 0 | 0 | 101200 | 0 | 0 | 101200 | 101200 | 231
ERCOT | 2001 | ANP/US Gen - Edinburg Phase I |  | TX | Low | CC | June | N | 550 | 550 |  |  | 0 | 0 | 550 | 0 | 0 | 99000 | 0 | 0 | 230
ERCOT | 2001 | Calpine - Edinburg (Magic Valley) | Valero/TETCO/Tenn/Trunkline/HPL | TX | High | CC | January | N | 700 | 300 |  |  | 700 | 0 | 0 | 126000 | 0 | 0 | 126000 | 0 | 232
ERCOT | 2001 | Calpine/Bayer - Baytown | Channel/Midcon/Tejas | TX | Med | Cogen | November | N | 700 | 0 |  |  | 0 | 700 | 0 | 0 | 109200 | 0 | 27300 | 0 | 233
ERCOT | 2001 | Calpine/Bayer - Baytown | Channel/Midcon/Tejas | TX | Med | CT | November | N | 100 | 100 |  |  | 0 | 100 | 0 | 0 | 18400 | 0 | 4600 | 4600 | 234
ERCOT | 2001 | Calpine/CITCO - Ship Channel |  | TX | Med | Cogen |  | N | 560 | 0 |  |  | 0 | 560 | 0 | 0 | 87360 | 0 | 21840 | 0 | 235
ERCOT | 2001 | Calpine/GenTex Power - Lost Pines I |  | TX | High | CC | June | N | 500 | 250 |  |  | 500 | 0 | 0 | 90000 | 0 | 0 | 90000 | 0 | 236
ERCOT | 2001 | Coastal - Bastrop |  | TX | Med | CC |  | N | 550 | 550 |  |  | 0 | 550 | 0 | 0 | 99000 | 0 | 24750 | 0 | 237
ERCOT | 2001 | Cobisa - Forney |  | TX | Low | CC | June | N | 1500 | 1500 |  |  | 0 | 0 | 1500 | 0 | 0 | 270000 | 0 | 0 | 238
ERCOT | 2001 | Conoco - Sabine River Works | Valero | TX | Med | Cogen | Summer | N | 420 | 350 |  |  | 0 | 420 | 0 | 0 | 65520 | 0 | 16380 | 0 | 239
ERCOT | 2001 | Constellation - Gilmer (Longview) | HPL/Tejas/NGPL/Midcon | TX | Med | CC | June | N | 800 | 800 |  |  | 0 | 800 | 0 | 0 | 144000 | 0 | 36000 | 0 | 240
ERCOT | 2001 | Coral/LCRA - Lost Pines |  | TX | Low | 1 |  | Y | 1500 | 1500 |  |  | 0 | 0 | 1500 | 0 | 0 | 276000 | 0 | 0 | 241
ERCOT | 2001 | Duke - Jack County | NGPL | TX | Med | CC | June | N | 500 | 500 |  |  | 0 | 500 | 0 | 0 | 90000 | 0 | 22500 | 0 | 243
ERCOT | 2001 | Duke - Mesquite |  | TX | Med | CC | June | N | 500 | 500 |  |  | 0 | 500 | 0 | 0 | 90000 | 0 | 22500 | 0 | 244
ERCOT | 2001 | ENA - Austin Energy (Sand Hill Energy Center) |  | TX | High | CT | May | N | 180 | 180 |  |  | 180 | 0 | 0 | 33120 | 0 | 0 | 33120 | 33120 | 245
ERCOT | 2001 | Garland Power & Light (2001?) |  | TX | Med | CT | June | N | 85 | 0 |  |  | 0 | 85 | 0 | 0 | 15640 | 0 | 3910 | 3910 | 246
ERCOT | 2001 | Panda - Taylor Creek (Wichita Falls) |  | TX | Med | Cogen | Summer | N | 1000 | 1000 |  |  | 0 | 1000 | 0 | 0 | 156000 | 0 | 39000 | 0 | 247
ERCOT | 2001 | Panda/PSEG - Ector County (Odessa) | El Paso | TX | High | CC | June | N | 1000 | 1000 |  |  | 1000 | 0 | 0 | 180000 | 0 | 0 | 180000 | 0 | 248
ERCOT | 2001 | Panda/PSEG - Marion (Guadalupe Power) |  | TX | High | CC | January | N | 1000 | 1000 |  |  | 1000 | 0 | 0 | 180000 | 0 | 0 | 180000 | 0 | 249
ERCOT | 2001 | Reliant - Equistar Chemical |  | TX | High | Cogen | November | N | 750 | 450 |  |  | 750 | 0 | 0 | 117000 | 0 | 0 | 117000 | 0 | 250
SPP | 2001 | Reliant - Sabine Cogen |  | TX | Med | Cogen |  | N | 100 | 100 |  |  | 0 | 100 | 0 | 0 | 15600 | 0 | 3900 | 0 | 355
ERCOT | 2001 | Skygen/Polsky - Corpus Christi | HPL/Valero/Tejas | TX | High | Cogen | January | N | 532 | 452 |  |  | 532 | 0 | 0 | 82992 | 0 | 0 | 82992 | 0 | 251
ERCOT | 2001 | Southern Co. - Brazos Electric (Bosque County) II |  | TX | Med | CT | June | N | 248 | 248 | 0 |  | 0 | 248 | 0 | 0 | 45632 | 0 | 11408 | 11408 | 697
ERCOT | 2001 | Tenaska Gateway Gen - Rusk County | Tejas | TX | High | CC | May | N | 830 | 830 |  |  | 830 | 0 | 0 | 149400 | 0 | 0 | 149400 | 0 | 252
ERCOT | 2002 | AES - Granbury (Wolf Hollow) |  | TX | Med | CC | June | N | 730 | 730 |  |  | 0 | 730 | 0 | 0 | 131400 | 0 | 32850 | 0 | 405
ERCOT | 2002 | Calpine (was Entergy) - Fairfield (Freestone) |  | TX | Low | CC | 1Q | N | 1000 | 1000 |  |  | 0 | 0 | 1000 | 0 | 0 | 180000 | 0 | 0 | 406
ERCOT | 2002 | Constellation - Seguin (Rio Nogales) | Oasis | TX | Med | CC | June | N | 800 | 800 |  |  | 0 | 800 | 0 | 0 | 144000 | 0 | 36000 | 0 | 404
ERCOT | 2002 | KN Power - Dallas | NGPL | TX | Low | CC | June | N | 510 | 510 |  |  | 0 | 0 | 510 | 0 | 0 | 91800 | 0 | 0 | 407
ERCOT | 2002 | Monterrey III | Export | TX | Med | CC | April | N | 450 | 0 |  |  | 0 | 450 | 0 | 0 | 81000 | 0 | 20250 | 0 | 408
ERCOT | 2003 | Sempra/Doane Products - Cedar Bluff |  | TX | Med | CC | May | N | 578 | 578 |  |  | 0 | 578 | 0 | 0 | 104040 | 0 | 26010 | 0 | 562
ERCOT | 2003 | Wise County Power |  | TX | Low | CT |  | N | 800 | 800 |  |  | 0 | 0 | 800 | 0 | 0 | 147200 | 0 | 0 | 561
ERCOT | 2004 | ANP - Chambers (Harris Co) |  | TX | Low | CT |  | N | 2200 | 2200 |  |  | 0 | 0 | 2200 | 0 | 0 | 404800 | 0 | 0 | 633
ERCOT | 2004 | Avista/Steag - Fort Bend (Coodine) |  | TX | Low | CT |  | N | 800 | 800 |  |  | 0 | 0 | 800 | 0 | 0 | 147200 | 0 | 0 | 640
ERCOT | 2004 | Ceng - Duval Co |  | TX | Low | Cogen |  | N | 385 | 385 |  |  | 0 | 0 | 385 | 0 | 0 | 60060 | 0 | 0 | 635
ERCOT | 2004 | Cottonwood Energy - Newton |  | TX | Low | CT |  | N | 1200 | 1200 |  |  | 0 | 0 | 1200 | 0 | 0 | 220800 | 0 | 0 | 634
ERCOT | 2004 | Dynergy/ANP - El Paso |  | TX | Low | CC |  | N | 1500 | 1500 |  |  | 0 | 0 | 1500 | 0 | 0 | 270000 | 0 | 0 | 636
ERCOT | 2004 | Mobil Beaumont Expansion | HPL | TX | Med | CC |  | N | 740 | 740 |  |  | 0 | 740 | 0 | 0 | 133200 | 0 | 33300 | 0 | 637
ERCOT | 2004 | Sempra - Montgomery Co (Dobbin) |  | TX | Low | CC |  | N | 578 | 578 |  |  | 0 | 0 | 578 | 0 | 0 | 104040 | 0 | 0 | 638
ERCOT | 2004 | Texas Industrial Power - Mt. Belvieu |  | TX | Low | CT |  | N | 193 | 193 |  |  | 0 | 0 | 193 | 0 | 0 | 35512 | 0 | 0 | 639
[9 empty] | 35509.1 | 30737 | 0 | 0 | 13291.1 | 9347 | 12871 | 2323441.6 | 1617472 | 2330592
WSCC | 2000 | City of Springfield - Whitehead |  | UT | High | CT | February | Y | 6.8 | 0 | 0 | 0 | 6.8 | 0 | 0 | 1251.2 | 0 | 0 | 1251.2 | 1251.2 | 689
[9 empty] | 6.8 | 0 | 0 | 0 | 6.8 | 0 | 0 | 1251.2 | 0 | 0
PJM | 2000 | Commonwealth-Chesapeake - TM Power |  | VA | High | CT | July | Y | 135 | 135 |  |  | 135 | 0 | 0 | 24840 | 0 | 0 | 24840 | 24840 | 94
SERC | 2000 | Dominion - VA Power (Caroline Co) - 2001? |  | VA | Med | CT | June | N | 320 | 0 |  |  | 0 | 320 | 0 | 0 | 58880 | 0 | 14720 | 14720 | 168
SERC | 2000 | Old Dominion CO-OP (Remington) |  | VA | Low | 1 |  | N | 0 | 0 |  |  | 0 | 0 | 0 | 0 | 0 | 0 | 0 | 0 | 179
SERC | 2000 | VEPCO (Virginia Power) - Fauquier City (Remington) |  | VA | High | CT | June | Y | 616 | 0 |  |  | 616 | 0 | 0 | 113344 | 0 | 0 | 113344 | 113344 | 185
SERC | 2001 | Constellation Power - Bristol (Wolf Hills Energy) |  | VA | High | CT |  | N | 250 | 250 |  |  | 250 | 0 | 0 | 46000 | 0 | 0 | 46000 | 46000 | 342
SERC | 2001 | FPL - Doswell | CNG PL1 | VA | High | CT | June | N | 171 | 171 |  |  | 171 | 0 | 0 | 31464 | 0 | 0 | 31464 | 31464 | 336
SERC | 2002 | Old Dominion CO-OP (Boswells Tavern) |  | VA | Med | CT |  | N | 570 | 0 |  |  | 0 | 570 | 0 | 0 | 104880 | 0 | 26220 | 26220 | 468
ECAR | 2003 | Cinergy - Martinsville |  | VA | Med | CT | June | N | 330 | 330 | 0 |  | 0 | 330 | 0 | 0 | 60720 | 0 | 15180 | 15180 | 758
SERC | 2003 | Cogentrix - Henry County | TGT | VA | Med | CC |  | N | 1100 | 1100 |  |  | 0 | 1100 | 0 | 0 | 198000 | 0 | 49500 | 0 | 670
ECAR | 2003 | Dominion - Possum Plant Coal Conv. |  | VA | Med | CC |  | N | 450 | 0 |  |  | 0 | 450 | 0 | 0 | 81000 | 0 | 20250 | 0 | 554
SERC | 2004 | CPV - Cunnigham Creek (Fluvanna Co) | Transco | VA | Low | CC |  |  | 520 | 520 |  |  | 0 | 0 | 520 | 0 | 0 | 93600 | 0 | 0 | 197
SERC | 2004 | CPV - Cunningham Creek (Fluvanna Co) | Transco | VA | Low | CC |  |  | 520 | 520 |  |  | 0 | 0 | 520 | 0 | 0 | 93600 | 0 | 0 | 731
SERC | 2004 | Tenaska - Fluvanna Plant | Transco | VA | Low | CC |  |  | 900 | 900 |  |  | 0 | 0 | 900 | 0 | 0 | 162000 | 0 | 0 | 87
SERC | 2004 | Tractabel Power - Loundon |  | VA | Low | CC |  |  | 1400 | 1400 |  |  | 0 | 0 | 1400 | 0 | 0 | 252000 | 0 | 0 | 253
[9 empty] | 7282 | 5326 | 0 | 0 | 1172 | 2770 | 3340 | 215648 | 503480 | 601200
NPCC | 2001 | Vermont Power/EDC - Bennington | Iroquois | VT | Dead | CC | November | N | 0 | 0 |  |  | 0 | 0 | 0 | 0 | 0 | 0 | 0 | 0 | 322
NPCC | 2001 | Vermont Power/EDC - Rutland | Iroquois | VT | Dead | CC | November | N | 0 | 0 |  |  | 0 | 0 | 0 | 0 | 0 | 0 | 0 | 0 | 323
NPCC | 2002 | Green Mnt. Pwr. - Highgate |  | VT | Med | CC |  | N | 600 | 600 |  |  | 0 | 600 | 0 | 0 | 108000 | 0 | 27000 | 0 | 495
[9 empty] | 600 | 600 | 0 | 0 | 0 | 600 | 0 | 0 | 108000 | 0
WSCC | 2001 | Global Energy - Snohomish | NWPL | WA | Med | CC |  | N | 250 | 250 |  |  | 0 | 250 | 0 | 0 | 45000 | 0 | 11250 | 0 | 371
WSCC | 2002 | Cowlitz Cogen - Weyerhaeuser | NWPL | WA | Low | Cogen |  | N | 395 | 395 |  |  | 0 | 0 | 395 | 0 | 0 | 61620 | 0 | 0 | 526
WSCC | 2002 | CSW/Northwest Power - Creston | NWPL | WA | Med | CC |  | N | 900 | 900 |  |  | 0 | 900 | 0 | 0 | 162000 | 0 | 40500 | 0 | 527
WSCC | 2002 | FPL - Northeast Power - Everett Delta | NWPL | WA | High | CC | August | N | 248 | 248 |  |  | 248 | 0 | 0 | 44640 | 0 | 0 | 44640 | 0 | 369
WSCC | 2002 | NESCO - Goldendale |  | WA | Med | CC | October | N | 248 | 0 |  |  | 0 | 248 | 0 | 0 | 44640 | 0 | 11160 | 0 | 543
WSCC | 2002 | WPPSS - Satsop | NWPL | WA | Low | CC |  | N | 500 | 500 |  |  | 0 | 0 | 500 | 0 | 0 | 90000 | 0 | 0 | 548
WSCC | 2003 | Sumas Energy 2 - NESCO (Kirkland) | Westcoast | WA | High | CC | September | N | 710 | 710 |  |  | 710 | 0 | 0 | 127800 | 0 | 0 | 127800 | 0 | 618
WSCC | 2003 | Tractabal - Chehalis | NWPL | WA | High | CC |  | N | 500 | 500 |  |  | 500 | 0 | 0 | 90000 | 0 | 0 | 90000 | 0 | 619
WSCC | 2004 | Cogentrix - Mercer Ranch |  | WA | Low | CC |  | N | 850 | 850 | 0 |  | 0 | 0 | 850 | 0 | 0 | 153000 | 0 | 0 | 749
WSCC | 2004 | Newport Northwest - Wallula Power |  | WA | Low | CC |  | N | 1300 | 1300 |  |  | 0 | 0 | 1300 | 0 | 0 | 234000 | 0 | 0 | 658
WSCC | 2004 | Northeast Energy Sys (NESCO) - Goldendale |  | WA | Low | CT |  | Y | 248 | 248 |  |  | 0 | 0 | 248 | 0 | 0 | 45632 | 0 | 0 | 659
WSCC | 2004 | PP&L Global (Formerly Northwest Power Enterprise) - Starbuck |  | WA | Low | CT |  | Y | 1100 | 1100 |  |  | 0 | 0 | 1100 | 0 | 0 | 202400 | 0 | 0 | 660
[9 empty] | 7249 | 7001 | 0 | 0 | 1458 | 1398 | 4393 | 262440 | 251640 | 786652
MAIN | 1999 | Manitowoc Public Utilities - Custer |  | WI | High | CT | June | Y | 17 | 0 | 0 |  | 17 | 0 | 0 | 3128 | 0 | 0 | 3128 | 3128 | 698
MAIN | 1999 | Skygen - De Pere Energy | ANR | WI | High | CC | May | N | 179 | 179 |  |  | 179 | 0 | 0 | 32220 | 0 | 0 | 32220 | 0 | 31
MAIN | 1999 | Wisc Pub Service | Great Lakes | WI | High | 1 | June | N | 180 | 0 |  |  | 180 | 0 | 0 | 33120 | 0 | 0 | 33120 | 33120 | 37
MAIN | 2000 | Madison Gas & Electric/WPS - West Marinette | ANR | WI | High | CT | June | Y | 83 | 0 |  |  | 83 | 0 | 0 | 15272 | 0 | 0 | 15272 | 15272 | 113
MAIN | 2000 | Southern/WEPCO - Neenah | ANR | WI | High | CT | June | Y | 300 | 50 |  |  | 300 | 0 | 0 | 55200 | 0 | 0 | 55200 | 55200 | 110
MAIN | 2000 | WEPCO - Germantown |  | WI | High | CT | May | Y | 72.6 | 0 |  |  | 72.6 | 0 | 0 | 13358.4 | 0 | 0 | 13358.4 | 13358.4 | 115
MAIN | 2001 | Manitowoc Public Utilities - Shoto Energy |  | WI | Low | CT |  | N | 80 | 0 | 0 | GE PG65816 | 0 | 0 | 80 | 0 | 0 | 14720 | 0 | 0 | 780
MAIN | 2001 | Skygen/Alliant - Dane City/Johnston (Rockgen Energy) | ANR | WI | High | CT |  | N | 510 | 375 |  |  | 510 | 0 | 0 | 93840 | 0 | 0 | 93840 | 93840 | 480
MAPP | 2002 | Minnesota Power - Superior |  | WI | Med | CT |  | N | 90 | 0 |  |  | 0 | 90 | 0 | 0 | 16560 | 0 | 4140 | 4140 | 433
MAIN | 2002 | PG&E - Bedger Generating |  | WI | Med | CC |  | N | 1000 | 1000 |  |  | 0 | 1000 | 0 | 0 | 180000 | 0 | 45000 | 0 | 482
MAIN | 2003 | Alliant |  | WI | Low | 1 |  | N | 500 | 0 |  |  | 0 | 0 | 500 | 0 | 0 | 92000 | 0 | 0 | 590
MAIN | 2003 | CalEnergy - Outagamie, WI |  | WI | Med | CC |  | N | 600 | 600 |  |  | 0 | 600 | 0 | 0 | 108000 | 0 | 27000 | 0 | 591
MAIN | 2003 | Calpine - Fon Du Lac |  | WI | Low | CC | June |  | 500 | 500 | 0 |  | 0 | 0 | 500 | 0 | 0 | 90000 | 0 | 0 | 709
MAIN | 2003 | Calpine(Skygen) - Rock River |  | WI | Med | CC |  | N | 600 | 600 | 0 |  | 0 | 600 | 0 | 0 | 108000 | 0 | 27000 | 0 | 787
MAPP | 2003 | Dairyland Power - Elk Mound Station |  | WI | Med | CT |  | N | 80 | 0 | 0 |  | 0 | 80 | 0 | 0 | 14720 | 0 | 3680 | 3680 | 771
MAIN | 2003 | MidAm - Kaukauna (Outagamie Co) |  | WI | Med | CC |  | N | 600 | 600 |  |  | 0 | 600 | 0 | 0 | 108000 | 0 | 27000 | 0 | 672
MAIN | 2003 | PG&E - Pleasant Prairie |  | WI | Med | CC |  |  | 1050 | 1050 |  |  | 0 | 1050 | 0 | 0 | 189000 | 0 | 47250 | 0 | 711
MAIN | 2004 | Midwest Power - Beloit |  | WI | Med | CT |  | N | 365 | 365 | 0 |  | 0 | 365 | 0 | 0 | 67160 | 0 | 16790 | 16790 | 746
MAIN | 2004 | Midwest Power - Muskego |  | WI | Low | CT |  | N | 300 | 300 | 0 |  | 0 | 0 | 300 | 0 | 0 | 55200 | 0 | 0 | 750
MAIN | 2004 | Midwest Power - New Berlin |  | WI | Low | CT |  | N | 375 | 375 | 0 |  | 0 | 0 | 375 | 0 | 0 | 69000 | 0 | 0 | 751
MAPP | 2004 | Midwest Power - Osceola |  | WI | Low | CT |  | N | 365 | 365 | 0 |  | 0 | 0 | 365 | 0 | 0 | 67160 | 0 | 0 | 752
MAIN | 2004 | Skygen/Alliant - DePere | ANR | WI | Med + | Cogen | January | N | 255 | 75 |  |  | 0 | 255 | 0 | 0 | 39780 | 0 | 9945 | 0 | 589
[9 empty] | 8101.6 | 6434 | 0 | 0 | 1341.6 | 4640 | 2120 | 246138.4 | 831220 | 388080
ECAR | 2001 | Columbia Electric - Ceredo (Twelvepole Creek) | Columbia Gas | WV | Med | CT |  | N | 500 | 500 |  |  | 0 | 500 | 0 | 0 | 92000 | 0 | 23000 | 23000 | 209
ECAR | 2001 | Constellation - Bristol (Wayne Co) |  | WV | Med | CT | June | N | 300 | 300 |  |  | 0 | 300 | 0 | 0 | 55200 | 0 | 13800 | 13800 | 210
ECAR | 2002 | Dominion - Pleasants County | CNG | WV | Med | CT | August | N | 600 | 600 |  |  | 0 | 600 | 0 | 0 | 110400 | 0 | 27600 | 27600 | 396
ECAR | 2004 | Panda - Cullonden (Campbell Co) |  | WV | Low | CC |  | N | 1000 | 1000 |  |  | 0 | 0 | 1000 | 0 | 0 | 180000 | 0 | 0 | 628
[9 empty] | 2400 | 2400 | 0 | 0 | 0 | 1400 | 1000 | 0 | 257600 | 180000
WSCC | 2000 | Black Hills Power & Light - Gillette | KN | WY | High | CT | June | Y | 34 | 34 |  |  | 34 | 0 | 0 | 6256 | 0 | 0 | 6256 | 6256 | 189
WSCC | 2001 | Two Elks Plant |  | WY | Low | CT |  | Y | 50 | 50 |  |  | 0 | 0 | 50 | 0 | 0 | 9200 | 0 | 0 | 389
WSCC | 2002 | Morley Comp - Campstool | CIG | WY | Low | CC |  | N | 500 | 500 |  |  | 0 | 0 | 500 | 0 | 0 | 90000 | 0 | 0 | 533
[9 empty] | 584 | 584 | 0 | 0 | 34 | 0 | 550 | 6256 | 0 | 99200

## By Name
NEW GAS FIRED PLANT ADDITIONS (1999 THROUGH 2005)
NERC REGION | YEAR | Plant Description | Pipeline | State | Probability | Type | Month | Operational? | Plant Capacity | Merchant Capacity | Air Permit Hours | Machine Type | Tot Plant Capacity High | Tot Plant Capacity Medium | Tot Plant Capacity Low | Tot Gas Usage High | Tot Gas Usage Medium | Tot Gas Usage Low | Total Gas | Summer Only | ID
NPCC | 2002 | 3 Entrepeneurs - Brockton Power | Algon | MA | Med | 1 | January | N | 272 | 272 |  |  | 0 | 272 | 0 | 0 | 50048 | 0 | 12512 | 12512 | 483
NPCC | 2003 | ABB - Oak Point Yard |  | NY | Low | CC |  | N | 1075 | 1075 |  |  | 0 | 0 | 1075 | 0 | 0 | 193500 | 0 | 0 | 673
MAIN | 2001 | ABBEV |  | IL | Low | CC |  | N | 1758 | 1758 |  |  | 0 | 0 | 1758 | 0 | 0 | 316440 | 0 | 0 | 277
MAIN | 2002 | ABBEV - Grande Prairie Gen I |  | IL | Low | CT |  |  | 802 | 802 |  |  | 0 | 0 | 802 | 0 | 0 | 147568 | 0 | 0 | 726
MAIN | 2003 | ABBEV - Grande Prairie Gen II |  | IL | Low | CC |  |  | 725 | 725 | 0 |  | 0 | 0 | 725 | 0 | 0 | 130500 | 0 | 0 | 710
SERC | 2002 | Acadia Power Partners - Eunice |  | LA | Med | CC |  | N | 1000 | 1000 |  |  | 0 | 1000 | 0 | 0 | 180000 | 0 | 45000 | 0 | 449
SPP | 2003 | Adair - Indian Res Plant |  | KS | Low | 1 |  | N | 500 | 500 |  |  | 0 | 0 | 500 | 0 | 0 | 92000 | 0 | 0 | 607
WSCC | 2000 | Adair/Native American - Glacier |  | MT | Low | CT |  | N | 160 | 160 |  |  | 0 | 0 | 160 | 0 | 0 | 29440 | 0 | 0 | 187
SPP | 1999 | AEC - Essex Power | TETCO | MO | High | CT | June | Y | 112.6 | 0 |  |  | 112.6 | 0 | 0 | 20718.4 | 0 | 0 | 20718.4 | 20718.4 | 20
MAIN | 1999 | AEC - Nodaway Power | TETCO | MO | High | CT | June | Y | 182.8 | 0 |  |  | 182.8 | 0 | 0 | 33635.2 | 0 | 0 | 33635.2 | 33635.2 | 27
SERC | 2001 | AEC (McWilliams) | FGT | AL | High | CC | November | N | 500 | 250 |  |  | 500 | 0 | 0 | 90000 | 0 | 0 | 90000 | 0 | 325
SPP | 2001 | AEC/Duke - St Francis Power Plant II | TETCO | MO | High | CC | July | N | 260 | 0 |  |  | 260 | 0 | 0 | 46800 | 0 | 0 | 46800 | 0 | 352
SPP | 1999 | AEC/Duke - St. Francis Power Plant | TETCO | MO | High | CC | July | Y | 260 | 125 |  |  | 260 | 0 | 0 | 46800 | 0 | 0 | 46800 | 0 | 21
SPP | 2000 | AEC/KAMO Power - Chouteau |  | OK | High | CC | June | Y | 530 | 130 |  |  | 530 | 0 | 0 | 95400 | 0 | 0 | 95400 | 0 | 199
ECAR | 2002 | AEP - Buckeye Power (OREC) |  | OH | Med | CT |  | N | 510 | 0 |  |  | 0 | 510 | 0 | 0 | 93840 | 0 | 23460 | 23460 | 390
SERC | 2002 | AEP - Dow Plaquemine (Baton Rouge) |  | LA | Med | Cogen |  | N | 900 | 900 |  |  | 0 | 900 | 0 | 0 | 140400 | 0 | 35100 | 0 | 450
WSCC | 2003 | AES - Antelope Valley | Kern | CA | Low | CC |  | N | 1000 | 1000 |  |  | 0 | 0 | 1000 | 0 | 0 | 180000 | 0 | 0 | 608
NPCC | 2003 | AES - Connecticut Yankee |  | CT | Low | 1 |  | N | 700 | 700 |  |  | 0 | 0 | 700 | 0 | 0 | 128800 | 0 | 0 | 597
SERC | 2003 | AES - Cyprus |  | AR | Med | CT |  | N | 540 | 540 | 0 |  | 0 | 540 | 0 | 0 | 99360 | 0 | 24840 | 24840 | 767
ERCOT | 2002 | AES - Granbury (Wolf Hollow) |  | TX | Med | CC | June | N | 730 | 730 |  |  | 0 | 730 | 0 | 0 | 131400 | 0 | 32850 | 0 | 405
NPCC | 2002 | AES - Loudenberry | Tennessee | NH | High | CC | April | N | 720 | 720 |  |  | 720 | 0 | 0 | 129600 | 0 | 0 | 129600 | 0 | 484
PJM | 2002 | AES - Redoak (Sayreville) |  | NJ | High | CC | March | N | 830 | 830 |  |  | 830 | 0 | 0 | 149400 | 0 | 0 | 149400 | 0 | 434
WSCC | 2001 | AES - South City | PG&E | CA | Low | CT |  | N | 170 | 170 |  |  | 0 | 0 | 170 | 0 | 0 | 31280 | 0 | 0 | 358
WSCC | 2002 | AES - South City | PG&E | CA | Low | CC |  | N | 345 | 345 |  |  | 0 | 0 | 345 | 0 | 0 | 62100 | 0 | 0 | 518
NPCC | 2001 | AES - Southington (permit problems) |  | CT | Low | CT |  | N | 320 | 320 |  |  | 0 | 0 | 320 | 0 | 0 | 58880 | 0 | 0 | 292
ECAR | 1999 | AES (Hoosier) moved to 2000 and sold to Williams |  | IN | Low | 1 | June | N | 0 | 0 |  |  | 0 | 0 | 0 | 0 | 0 | 0 | 0 | 0 | 38
SPP | 1999 | Air Liquide - Geismar | Koch ? | LA | High | Cogen |  | N | 80 | 15 |  |  | 80 | 0 | 0 | 12480 | 0 | 0 | 12480 | 0 | 22
WSCCC | 2000 | Air Liquide/Shell - Scotford |  | AB | High | CC |  | N | 84 | 29 |  |  | 84 | 0 | 0 | 15120 | 0 | 0 | 15120 | 0 | 188
WSCCC | 2001 | Air Liquide/Shell - Scotford |  | AB | Med | CC |  | N | 84 | 84 |  |  | 0 | 84 | 0 | 0 | 15120 | 0 | 3780 | 0 | 359
ECAR | 2000 | Air Products - Calvert City |  | KY | High | Cogen | April | Y | 26 | 0 |  |  | 26 | 0 | 0 | 4056 | 0 | 0 | 4056 | 0 | 121
SERC | 1999 | Alabama Power - Burkville Cogen |  | AL | High | CC | July | Y | 97 | 0 |  |  | 97 | 0 | 0 | 17460 | 0 | 0 | 17460 | 0 | 62
SERC | 2001 | Alabama Power - Theodore Cogen | Mobile Gas | AL | High | Cogen | June | N | 207 | 0 |  |  | 207 | 0 | 0 | 32292 | 0 | 0 | 32292 | 0 | 326
SERC | 1999 | Alabama Power - Washington #1 |  | AL | High | CT | February | Y | 109 | 0 |  |  | 109 | 0 | 0 | 20056 | 0 | 0 | 20056 | 20056 | 61
SERC | 2003 | Alabama Power (SOCO) - Autaugaville |  | AL | High | CC |  |  | 1260 | 0 |  |  | 1260 | 0 | 0 | 226800 | 0 | 0 | 226800 | 0 | 588
SERC | 2000 | Alabama Power (SOCO) - Barry | Koch | AL | High | CC | May | Y | 457.5 | 0 |  |  | 457.5 | 0 | 0 | 82350 | 0 | 0 | 82350 | 0 | 164
SERC | 2001 | Alabama Power (SOCO) - Barry II | Koch | AL | High | CC | June | N | 537 | 0 |  |  | 537 | 0 | 0 | 96660 | 0 | 0 | 96660 | 0 | 327
SERC | 2002 | Alabama Power (SOCO) - Barry II | Koch | AL | High | CC | May | N | 233 | 0 |  |  | 233 | 0 | 0 | 41940 | 0 | 0 | 41940 | 0 | 451
ECAR | 2000 | Allegheny Energy Supply |  | PA | High | CT | January | Y | 74.5 | 0 |  |  | 74.5 | 0 | 0 | 13708 | 0 | 0 | 13708 | 13708 | 39
ECAR | 2000 | Allegheny Energy Supply |  | PA | High | CT | June | N | 220 | 0 |  |  | 220 | 0 | 0 | 40480 | 0 | 0 | 40480 | 40480 | 122
PJM | 2003 | Allegheny Energy Unites 3,4,5 |  | PA | Med | CC |  | N | 540 | 540 |  |  | 0 | 540 | 0 | 0 | 97200 | 0 | 24300 | 0 | 578
WSCC | 2005 | Allesheny - La Paz (Alensu) |  | AZ | Low | CC |  | N | 1080 | 1080 | 0 |  | 0 | 0 | 1080 | 0 | 0 | 194400 | 0 | 0 | 748
MAIN | 2003 | Alliant |  | WI | Low | 1 |  | N | 500 | 0 |  |  | 0 | 0 | 500 | 0 | 0 | 92000 | 0 | 0 | 590
MAIN | 2003 | Alliant/Corn Products (Argo Power) |  | IL | Med | Cogen |  | N | 750 | 750 |  |  | 0 | 750 | 0 | 0 | 117000 | 0 | 29250 | 0 | 592
MAIN | 2000 | Ameren - Gibson | NGPL GC | IL | High | CT | June | N | 234 | 234 |  |  | 234 | 0 | 0 | 43056 | 0 | 0 | 43056 | 43056 | 98
MAIN | 2002 | Ameren - Gibson,Kinmundy,Pinckneyville | NGPL GC | IL | High | CT | June | N | 324 | 324 |  |  | 324 | 0 | 0 | 59616 | 0 | 0 | 59616 | 59616 | 478
MAIN | 2003 | Ameren - Gibson,Kinmundy,Pinckneyville | NGPL GC | IL | High | CT | June | N | 360 | 360 |  |  | 360 | 0 | 0 | 66240 | 0 | 0 | 66240 | 66240 | 594
MAIN | 2001 | Ameren - Kinmundy | NGPL GC | IL | High | CT | June | N | 234 | 234 |  |  | 234 | 0 | 0 | 43056 | 0 | 0 | 43056 | 43056 | 278
MAIN | 2000 | Ameren - Meramec (St. Louis) |  | MO | High | CT | June | Y | 48 | 0 |  |  | 48 | 0 | 0 | 8832 | 0 | 0 | 8832 | 8832 | 97
MAIN | 2000 | Ameren - Patoka | NGPL GC | IL | High | CT | June | N | 135 | 135 |  |  | 135 | 0 | 0 | 24840 | 0 | 0 | 24840 | 24840 | 99
ECAR | 2000 | AMP-Ohio - Bowling Green |  | OH | High | CT | June | Y | 27.2 | 0 |  |  | 27.2 | 0 | 0 | 5004.8 | 0 | 0 | 5004.8 | 5004.8 | 661
ECAR | 1999 | AMP-Ohio - DistGen Project Phase I |  | MI | Low | 1 | June | N | 0 | 0 |  |  | 0 | 0 | 0 | 0 | 0 | 0 | 0 | 0 | 40
ECAR | 1999 | AMP-Ohio - DistGen Project Phase II |  | MI | Low | 1 | June | N | 0 | 0 |  |  | 0 | 0 | 0 | 0 | 0 | 0 | 0 | 0 | 41
ECAR | 2000 | AMP-Ohio - Hamilton Peaking |  | OH | High | CT | June | Y | 27.2 | 0 | 0 | 0 | 27.2 | 0 | 0 | 5004.8 | 0 | 0 | 5004.8 | 5004.8 | 691
ECAR | 1999 | AMP-Ohio - St. Mary GT |  | MI | Low | 1 | June | N | 0 | 0 |  |  | 0 | 0 | 0 | 0 | 0 | 0 | 0 | 0 | 42
NPCC | 2001 | ANP - Bellingham | Algon | MA | High | CC | June | N | 580 | 580 |  |  | 580 | 0 | 0 | 104400 | 0 | 0 | 104400 | 0 | 293
NPCC | 2001 | ANP - Blackstone | Tenn | MA | High | CC | March | N | 580 | 580 |  |  | 580 | 0 | 0 | 104400 | 0 | 0 | 104400 | 0 | 294
ERCOT | 2004 | ANP - Chambers (Harris Co) |  | TX | Low | CT |  | N | 2200 | 2200 |  |  | 0 | 0 | 2200 | 0 | 0 | 404800 | 0 | 0 | 633
NPCC | 2001 | ANP - Gorham | MNE | ME | High | CC | December | N | 850 | 850 |  |  | 850 | 0 | 0 | 153000 | 0 | 0 | 153000 | 0 | 295
ERCOT | 2001 | ANP - Hayes County (San Marcos) 2002? | Oasis | TX | High | CC | June | N | 1100 | 1100 |  |  | 1100 | 0 | 0 | 198000 | 0 | 0 | 198000 | 0 | 229
ERCOT | 2000 | ANP - Midlothian | Lone Star/Valero | TX | High | CC | June | Y | 1100 | 1100 |  | ABB GT24 OTC | 1100 | 0 | 0 | 198000 | 0 | 0 | 198000 | 0 | 76
ERCOT | 2001 | ANP - Midlothian | Lone Star/Valero | TX | High | CT | October | N | 550 | 550 |  |  | 550 | 0 | 0 | 101200 | 0 | 0 | 101200 | 101200 | 231
NPCC | 2002 | ANP - Ramapo |  | NY | Med | CT | December | N | 1100 | 1100 |  |  | 0 | 1100 | 0 | 0 | 202400 | 0 | 50600 | 50600 | 485
ERCOT | 2001 | ANP/US Gen - Edinburg Phase I |  | TX | Low | CC | June | N | 550 | 550 |  |  | 0 | 0 | 550 | 0 | 0 | 99000 | 0 | 0 | 230
WSCC | 2001 | APS - West Phoenix |  | AZ | Med | CC |  | N | 130 | 0 |  |  | 0 | 130 | 0 | 0 | 23400 | 0 | 5850 | 0 | 360
SPP | 2001 | Arkansas Elec Coop - Fulton (Hempstead) | NGPL | AR | High | CT | June | N | 153 | 118 |  |  | 153 | 0 | 0 | 28152 | 0 | 0 | 28152 | 28152 | 357
SPP | 2001 | Arkansas Elec Coop - Ozark Repowering |  | AR | Med | CT |  | N | 110 | 110 |  |  | 0 | 110 | 0 | 0 | 20240 | 0 | 5060 | 5060 | 356
WSCCC | 2002 | ATCO Power - Potasch Cory Mine |  | AB | Med | Cogen |  | N | 228 | 228 |  |  | 0 | 228 | 0 | 0 | 35568 | 0 | 8892 | 0 | 519
MAPPC | 2002 | Atco/SaskPower (Potasch) |  | SK | Med | CT | November | N | 228 | 228 |  |  | 0 | 228 | 0 | 0 | 41952 | 0 | 10488 | 10488 | 432
WSCC | 2002 | Avista - Coyote Springs II | PGT | OR | High | CC |  | N | 280 | 280 | 0 |  | 280 | 0 | 0 | 50400 | 0 | 0 | 50400 | 0 | 759
WSCC | 2001 | Avista Power/Cogentrix - Rathdrum | Avista | ID | High | CC | September | N | 270 | 270 |  |  | 270 | 0 | 0 | 48600 | 0 | 0 | 48600 | 0 | 361
ERCOT | 2004 | Avista/Steag - Fort Bend (Coodine) |  | TX | Low | CT |  | N | 800 | 800 |  |  | 0 | 0 | 800 | 0 | 0 | 147200 | 0 | 0 | 640
SERC | 2000 | Baconton (Cornerstone) |  | GA | High | CT | June | Y | 188 | 188 | 0 | LM 6000 | 188 | 0 | 0 | 34592 | 0 | 0 | 34592 | 34592 | 680
ERCOT | 1999 | BASF - Freeport |  | TX | High | Cogen | July | Y | 79.7 | 0 |  |  | 79.7 | 0 | 0 | 12433.2 | 0 | 0 | 12433.2 | 0 | 15
WSCCC | 2001 | BC Hydro - Port Alberni | Westcoast | BC | Med | Cogen | December | N | 240 | 0 |  |  | 0 | 240 | 0 | 0 | 37440 | 0 | 9360 | 0 | 362
WSCCC | 2002 | BC Hydro - Westcoast Island | Westcoast | BC | High | Cogen |  | N | 240 | 0 |  |  | 240 | 0 | 0 | 37440 | 0 | 0 | 37440 | 0 | 520
NPCC | 2002 | Bechtel Power - Haddem Neck |  | CT | Low | CT |  | N | 900 | 900 |  |  | 0 | 0 | 900 | 0 | 0 | 165600 | 0 | 0 | 486
NPCC | 2002 | Besicorp - Empire State Newsprint |  | NY | Med | Cogen | November | N | 450 | 200 |  |  | 0 | 450 | 0 | 0 | 70200 | 0 | 17550 | 0 | 487
FRCC | 2000 | Bio Energy Partners - CSL Gas Recovery | FGT | FL | High | CT | June | Y | 2 | 0 | 0 | 0 | 2 | 0 | 0 | 368 | 0 | 0 | 368 | 368 | 692
WSCC | 2000 | Black Hills Generation - Arapahoe | CIG/PSCO | CO | High | CT | June | Y | 74 | 74 |  |  | 74 | 0 | 0 | 13616 | 0 | 0 | 13616 | 13616 | 196
WSCC | 2000 | Black Hills Power & Light - Gillette | KN | WY | High | CT | June | Y | 34 | 34 |  |  | 34 | 0 | 0 | 6256 | 0 | 0 | 6256 | 6256 | 189
WSCC | 2002 | Bock - Livingstone (Pioneer) |  | CA | Low | CC |  | N | 260 | 260 |  |  | 0 | 0 | 260 | 0 | 0 | 46800 | 0 | 0 | 521
FRCC | 2003 | Bonnie Mine Energy | FGT | FL | Low | 1 |  | N | 800 | 800 |  |  | 0 | 0 | 800 | 0 | 0 | 147200 | 0 | 0 | 566
FRCC | 2004 | Bonnie Mine Energy |  | FL | Low | CT |  | N | 800 | 800 |  |  | 0 | 0 | 800 | 0 | 0 | 147200 | 0 | 0 | 643
NPCCC | 2001 | Boralex - Senneterre |  | PQ | High | CT | June | N | 32 | 32 | 0 |  | 32 | 0 | 0 | 5888 | 0 | 0 | 5888 | 5888 | 765
ERCOT | 1998 | Borger Energy - Blackhawk Station |  | TX | High | Cogen | October | Y | 225 | 225 | 0 | 0 | 225 | 0 | 0 | 35100 | 0 | 0 | 35100 | 0 | 683
NPCC | 2003 | Brrokhaven - Suffolk Co |  | NY | Low | CT | October | N | 540 | 540 |  |  | 0 | 0 | 540 | 0 | 0 | 99360 | 0 | 0 | 598
NPCC | 2000 | Cabot LNG - Everett (2002) |  | MA | Low | Cogen | June | N | 0 | 0 |  |  | 0 | 0 | 0 | 0 | 0 | 0 | 0 | 0 | 143
NPCC | 2002 | Cabot LNG - Everett (Island End) | LNG | MA | High | Cogen | December | N | 350 | 350 |  |  | 350 | 0 | 0 | 54600 | 0 | 0 | 54600 | 0 | 488
MAIN | 2003 | CalEnergy - Outagamie, WI |  | WI | Med | CC |  | N | 600 | 600 |  |  | 0 | 600 | 0 | 0 | 108000 | 0 | 27000 | 0 | 591
MAIN | 2000 | CalEnergy/Mid Am (Cordova) - Quad Cities (2001?) | NBPL | IL | High | CC | June | N | 537 | 537 |  |  | 537 | 0 | 0 | 96660 | 0 | 0 | 96660 | 0 | 101
WSCC | 2000 | California Institue of Technology |  | CA | High | CT | January | Y | 5.2 | 0 | 0 | 0 | 5.2 | 0 | 0 | 956.8 | 0 | 0 | 956.8 | 956.8 | 687
FRCC | 2001 | Calpine - Auburndale | FGT | FL | Low | 1 |  | N | 100 | 100 |  |  | 0 | 0 | 100 | 0 | 0 | 18400 | 0 | 0 | 256
WSCCC | 2003 | Calpine - Calgary Energy Centre |  | AB | Med | CC |  | N | 250 | 250 |  |  | 0 | 250 | 0 | 0 | 45000 | 0 | 11250 | 0 | 610
SERC | 2000 | Calpine - Cataula |  | GA | High | CT | June | Y | 680 | 680 |  |  | 680 | 0 | 0 | 125120 | 0 | 0 | 125120 | 125120 | 165
WSCC | 2004 | Calpine - East Altamont Energy | PG&E | CA | Med | CC | June | N | 1100 | 1100 | 0 |  | 0 | 1100 | 0 | 0 | 198000 | 0 | 49500 | 0 | 760
ERCOT | 2001 | Calpine - Edinburg (Magic Valley) | Valero/TETCO/Tenn/Trunkline/HPL | TX | High | CC | January | N | 700 | 300 |  |  | 700 | 0 | 0 | 126000 | 0 | 0 | 126000 | 0 | 232
MAIN | 2003 | Calpine - Fon Du Lac |  | WI | Low | CC | June |  | 500 | 500 | 0 |  | 0 | 0 | 500 | 0 | 0 | 90000 | 0 | 0 | 709
ECAR | 2003 | Calpine - Fremont |  | OH | Med | CC |  | N | 700 | 700 |  |  | 0 | 700 | 0 | 0 | 126000 | 0 | 31500 | 0 | 551
SERC | 2003 | Calpine - Haywood Energy Center |  | TN | Med | CC |  |  | 770 | 770 |  |  | 0 | 770 | 0 | 0 | 138600 | 0 | 34650 | 0 | 649
SERC | 2004 | Calpine - Haywood Energy Center |  | TN | Med | CC |  | N | 770 | 770 |  |  | 0 | 770 | 0 | 0 | 138600 | 0 | 34650 | 0 | 651
WSCC | 2002 | Calpine - Hermiston | PGT | OR | High | CC | May | N | 536 | 536 |  |  | 536 | 0 | 0 | 96480 | 0 | 0 | 96480 | 0 | 524
WSCC | 2004 | Calpine - Hudson (Weld Co) |  | CO | Low | CT |  |  | 516 | 516 |  |  | 0 | 0 | 516 | 0 | 0 | 94944 | 0 | 0 | 738
SERC | 2003 | Calpine - Lowndes Co (Lone Oak) | Tennessee | MS | High | CT | Early | N | 800 | 800 |  |  | 800 | 0 | 0 | 147200 | 0 | 0 | 147200 | 147200 | 581
WSCC | 2002 | Calpine - Metcalf Energy Center |  | CA | Med | CC |  | N | 600 | 600 |  |  | 0 | 600 | 0 | 0 | 108000 | 0 | 27000 | 0 | 522
SERC | 2002 | Calpine - Morgan Energy Center |  | AL | High | Cogen |  | N | 440 | 440 |  |  | 440 | 0 | 0 | 68640 | 0 | 0 | 68640 | 0 | 453
SERC | 2004 | Calpine - Morgan Energy Center II |  | AL | High | Cogen |  | N | 220 | 220 |  |  | 220 | 0 | 0 | 34320 | 0 | 0 | 34320 | 0 | 650
WSCC | 2003 | Calpine - Newark Energy |  | CA | Med | CC |  | N | 600 | 600 |  |  | 0 | 600 | 0 | 0 | 108000 | 0 | 27000 | 0 | 609
PJM | 2000 | Calpine - Ontelaunee Energy (2001) | TETCO | PA | Low | CC |  | N | 0 | 0 |  |  | 0 | 0 | 0 | 0 | 0 | 0 | 0 | 0 | 93
PJM | 2001 | Calpine - Ontelaunee Energy Center | TETCO | PA | Med | CC | November | N | 545 | 545 |  |  | 0 | 545 | 0 | 0 | 98100 | 0 | 24525 | 0 | 272
NPCC | 2004 | Calpine - Orange County (Wawayanda) |  | NY | Med | CC | 1Q | N | 540 | 540 |  |  | 0 | 540 | 0 | 0 | 97200 | 0 | 24300 | 0 | 654
ERCOT | 2000 | Calpine - Pasadena expansion | Midcon/Channel/Tejas/HPL | TX | High | Cogen | June | N | 510 | 510 |  |  | 510 | 0 | 0 | 79560 | 0 | 0 | 79560 | 0 | 77
WSCC | 2002 | Calpine - Pittsburg (Delta Energy Center) |  | CA | High | CC | June | N | 880 | 880 |  |  | 880 | 0 | 0 | 158400 | 0 | 0 | 158400 | 0 | 523
WSCC | 2001 | Calpine - Scott Substation | PG&E | CA | High | CT | June | N | 88 | 88 | 0 | LM 6000 | 88 | 0 | 0 | 16192 | 0 | 0 | 16192 | 16192 | 753
WSCC | 2001 | Calpine - South Point (Fort Mojave) | SWG/TW | AZ | High | CC | July | N | 540 | 540 |  |  | 540 | 0 | 0 | 97200 | 0 | 0 | 97200 | 0 | 367
SERC | 2003 | Calpine - Tallapoosa Co (Hillabee Energy) | Midcoast | AL | Med | CC |  | N | 700 | 700 |  |  | 0 | 700 | 0 | 0 | 126000 | 0 | 31500 | 0 | 582
WSCC | 2001 | Calpine - Warnerville Project |  | CA | High | CT |  | N | 86.4 | 86.4 | 0 |  | 86.4 | 0 | 0 | 15897.6 | 0 | 0 | 15897.6 | 15897.6 | 755
NPCC | 2001 | Calpine - Westbrook Power | MNE/PNGTS | ME | High | CC | March | N | 540 | 540 |  |  | 540 | 0 | 0 | 97200 | 0 | 0 | 97200 | 0 | 296
WSCC | 2001 | Calpine - Yuba City, Sutter County | PG&E | CA | High | CC | September | N | 520 | 520 |  |  | 520 | 0 | 0 | 93600 | 0 | 0 | 93600 | 0 | 363
WSCC | 2001 | Calpine (Enron) - Pittsburg (Los Medanos) |  | CA | High | CC | May | N | 500 | 425 |  |  | 500 | 0 | 0 | 90000 | 0 | 0 | 90000 | 0 | 364
WSCC | 2003 | Calpine (formerly PG&E) - Otay Mesa |  | CA | Med | CC | June | N | 510 | 510 |  |  | 0 | 510 | 0 | 0 | 91800 | 0 | 22950 | 0 | 547
WSCC | 2002 | Calpine (Tejon Ranch) - Pastoria Power | Kern/Mojave | CA | Med | CC |  | N | 960 | 960 |  |  | 0 | 960 | 0 | 0 | 172800 | 0 | 43200 | 0 | 538
ERCOT | 2002 | Calpine (was Entergy) - Fairfield (Freestone) |  | TX | Low | CC | 1Q | N | 1000 | 1000 |  |  | 0 | 0 | 1000 | 0 | 0 | 180000 | 0 | 0 | 406
FRCC | 2003 | Calpine I - Vero Beach (Blue Heron) | FGT | FL | Low | CC | March | N | 1000 | 1000 |  |  | 0 | 0 | 1000 | 0 | 0 | 180000 | 0 | 0 | 564
FRCC | 2003 | Calpine II - Auburndale (Osprey) | FGT | FL | Med | CC | June | N | 540 | 540 |  |  | 0 | 540 | 0 | 0 | 97200 | 0 | 24300 | 0 | 565
MAIN | 2003 | Calpine(Skygen) - Rock River |  | WI | Med | CC |  | N | 600 | 600 | 0 |  | 0 | 600 | 0 | 0 | 108000 | 0 | 27000 | 0 | 787
ERCOT | 2000 | Calpine(was Duke) - Hildago/Edinburg | Duke Field Svs | TX | High | CC | June | Y | 500 | 500 |  |  | 500 | 0 | 0 | 90000 | 0 | 0 | 90000 | 0 | 78
WSCC | 2003 | Calpine/Adair - Teayawa Energy Center |  | CA | Med | CC |  | N | 600 | 600 |  |  | 0 | 600 | 0 | 0 | 108000 | 0 | 27000 | 0 | 611
ERCOT | 2001 | Calpine/Bayer - Baytown | Channel/Midcon/Tejas | TX | Med | Cogen | November | N | 700 | 0 |  |  | 0 | 700 | 0 | 0 | 109200 | 0 | 27300 | 0 | 233
ERCOT | 2001 | Calpine/Bayer - Baytown | Channel/Midcon/Tejas | TX | Med | CT | November | N | 100 | 100 |  |  | 0 | 100 | 0 | 0 | 18400 | 0 | 4600 | 4600 | 234
ERCOT | 2001 | Calpine/CITCO - Ship Channel |  | TX | Med | Cogen |  | N | 560 | 0 |  |  | 0 | 560 | 0 | 0 | 87360 | 0 | 21840 | 0 | 235
ECAR | 2003 | Calpine/CME Energy - Lawrence Co |  | OH | Med | CC | June | N | 1100 | 1100 |  |  | 0 | 1100 | 0 | 0 | 198000 | 0 | 49500 | 0 | 739
ERCOT | 2001 | Calpine/GenTex Power - Lost Pines I |  | TX | High | CC | June | N | 500 | 250 |  |  | 500 | 0 | 0 | 90000 | 0 | 0 | 90000 | 0 | 236
NPCC | 2000 | Calpine/IPP - Westbrook | MNE | ME | High | CC | July | N | 540 | 540 |  |  | 540 | 0 | 0 | 97200 | 0 | 0 | 97200 | 0 | 155
SPP | 2002 | Calpine/Panda Oneta Plant (Coweta) |  | OK | Med + | CT | Spring | N | 1000 | 1000 |  |  | 0 | 1000 | 0 | 0 | 184000 | 0 | 46000 | 46000 | 516
WSCC | 2001 | Calpine/Pinnacle - West Phoenix (Buckeye) 4 |  | AZ | High | CC | August | N | 70 | 70 |  |  | 70 | 0 | 0 | 12600 | 0 | 0 | 12600 | 0 | 365
WSCC | 2003 | Calpine/Pinnacle - West Phoenix (Buckeye) 5 |  | AZ | High | CC | December | N | 500 | 500 |  |  | 500 | 0 | 0 | 90000 | 0 | 0 | 90000 | 0 | 366
SERC | 2002 | Calpine/Solutia - Decatur Energy - Phase I | Midcoast | AL | High | Cogen | June | N | 440 | 440 |  |  | 440 | 0 | 0 | 68640 | 0 | 0 | 68640 | 0 | 452
NPCC | 2003 | Calpine/Towantic Energy - Oxford |  | CT | Med | CC |  | N | 540 | 540 |  |  | 0 | 540 | 0 | 0 | 97200 | 0 | 24300 | 0 | 596
NPCC | 2002 | Campello - Brockton Power |  | MA | Med | CC | Q2 | N | 285 | 285 |  |  | 0 | 285 | 0 | 0 | 51300 | 0 | 12825 | 0 | 489
MAPPC | 2000 | CanOxy | TransGas | SK | High | 1 |  | N | 43 | 0 |  |  | 43 | 0 | 0 | 7912 | 0 | 0 | 7912 | 7912 | 116
FRCC | 1999 | Cargill - Riverview |  | FL | Low | 1 | July | N | 35 | 0 |  |  | 0 | 0 | 35 | 0 | 0 | 6440 | 0 | 0 | 71
MAIN | 2002 | Carlton Power - Zion |  | IL | Low | CT | June |  | 390 | 390 | 0 |  | 0 | 0 | 390 | 0 | 0 | 71760 | 0 | 0 | 699
ERCOT | 2004 | Ceng - Duval Co |  | TX | Low | Cogen |  | N | 385 | 385 |  |  | 0 | 0 | 385 | 0 | 0 | 60060 | 0 | 0 | 635
PJM | 2001 | Chesapeake - Seaford Expanson |  | DE | High | CT | July |  | 10 | 0 |  |  | 10 | 0 | 0 | 1840 | 0 | 0 | 1840 | 1840 | 274
MAIN | 2001 | CILCO - Medina Valley |  | IL | High | CC | June | N | 45 | 0 |  |  | 45 | 0 | 0 | 8100 | 0 | 0 | 8100 | 0 | 280
ECAR | 2001 | Cinergy - Cincinnati (West End) |  | OH | Med | CT | June | N | 90 | 90 |  |  | 0 | 90 | 0 | 0 | 16560 | 0 | 4140 | 4140 | 205
ECAR | 2003 | Cinergy - Martinsville |  | VA | Med | CT | June | N | 330 | 330 | 0 |  | 0 | 330 | 0 | 0 | 60720 | 0 | 15180 | 15180 | 758
ECAR | 2001 | Cinergy -Erlanger |  | KY | Med | CT |  |  | 80 | 80 |  |  | 0 | 80 | 0 | 0 | 14720 | 0 | 3680 | 3680 | 206
WSCC | 1999 | City of Colorado Springs - Nixon Plant | CIG | CO | High | CT | July | Y | 63 | 0 |  |  | 63 | 0 | 0 | 11592 | 0 | 0 | 11592 | 11592 | 8
WSCC | 2003 | City of Colorado Springs - Nixon Plant | CIG | CO | Med + | CC | October | N | 480 | 0 |  |  | 0 | 480 | 0 | 0 | 86400 | 0 | 21600 | 0 | 612
WSCC | 2000 | City of Springfield - Whitehead |  | UT | High | CT | February | Y | 6.8 | 0 | 0 | 0 | 6.8 | 0 | 0 | 1251.2 | 0 | 0 | 1251.2 | 1251.2 | 689
SPP | 2000 | CLECO - Evangeline |  | LA | High | CC | May | Y | 918.5 | 0 |  |  | 918.5 | 0 | 0 | 165330 | 0 | 0 | 165330 | 0 | 200
SERC | 2004 | CLECO - Perryville |  | LA | Med | CT |  | N | 1000 | 1000 |  |  | 0 | 1000 | 0 | 0 | 184000 | 0 | 46000 | 46000 | 677
SPP | 2002 | CLECO/Calpine - Eunice (Acadia) |  | LA | Med | CC | June | N | 1000 | 1000 |  |  | 0 | 1000 | 0 | 0 | 180000 | 0 | 45000 | 0 | 512
ECAR | 2003 | CME Energy - Benton Harbor (Meadowbrook) |  | MI | Med | CC |  |  | 800 | 800 |  |  | 0 | 800 | 0 | 0 | 144000 | 0 | 36000 | 0 | 730
ECAR | 1999 | CMS Energy - Livingston |  | KY | High | 1 | June | Y | 144 | 0 |  |  | 144 | 0 | 0 | 26496 | 0 | 0 | 26496 | 26496 | 44
ECAR | 1999 | CMS Energy - Otsego/Kalamazoo |  | MI | High | 1 | June | Y | 65 | 0 |  |  | 65 | 0 | 0 | 11960 | 0 | 0 | 11960 | 11960 | 43
ECAR | 1999 | CMS Energy/DTE Energy Dearborn | PEPL/MichCon | MI | High | Cogen | July | Y | 135.2 | 0 |  |  | 135.2 | 0 | 0 | 21091.2 | 0 | 0 | 21091.2 | 0 | 45
ECAR | 2000 | CMS Energy/DTE Energy Dearborn | PEPL/MichCon | MI | High | Cogen | June | Y | 240 | 240 |  |  | 240 | 0 | 0 | 37440 | 0 | 0 | 37440 | 0 | 123
ECAR | 2001 | CMS Energy/DTE Energy Dearborn | PEPL/MichCon | MI | Med | CT |  | N | 310 | 310 |  |  | 0 | 310 | 0 | 0 | 57040 | 0 | 14260 | 14260 | 207
ERCOT | 2001 | Coastal - Bastrop |  | TX | Med | CC |  | N | 550 | 550 |  |  | 0 | 550 | 0 | 0 | 99000 | 0 | 24750 | 0 | 237
MAIN | 2001 | Coastal - Fox River Peaking |  | IL | Low | CT | May | N | 390 | 0 | 0 |  | 0 | 0 | 390 | 0 | 0 | 71760 | 0 | 0 | 700
WSCC | 2000 | Coastal - Pawnee Station (Brush) - Fulton Cogen 0 Manchief Station | CIG/PSCO | CO | High | CT | May | Y | 328.1 | 0 |  |  | 328.1 | 0 | 0 | 60370.4 | 0 | 0 | 60370.4 | 60370.4 | 190
WSCC | 2001 | Coastal Power - Carlin |  | NV | Low | CC |  | N | 500 | 500 |  |  | 0 | 0 | 500 | 0 | 0 | 90000 | 0 | 0 | 368
WSCC | 2003 | Cobisa - Belen |  | NM | Low | CT |  | N | 220 | 220 |  |  | 0 | 0 | 220 | 0 | 0 | 40480 | 0 | 0 | 613
ERCOT | 2001 | Cobisa - Forney |  | TX | Low | CC | June | N | 1500 | 1500 |  |  | 0 | 0 | 1500 | 0 | 0 | 270000 | 0 | 0 | 238
MAIN | 1999 | Coga Industries - Macoupin Cour |  | IL | Low | 1 |  | N | 65 | 65 |  |  | 0 | 0 | 65 | 0 | 0 | 11960 | 0 | 0 | 26
NPCC | 2001 | Cogen Tech - Linden | PSE&G | NJ | Med | CT |  | N | 125 | 125 |  |  | 0 | 125 | 0 | 0 | 23000 | 0 | 5750 | 5750 | 297
MAIN | 2000 | Cogeneration Corp of America - Morris |  | IL | High | CC | June | N | 60 | 60 |  |  | 60 | 0 | 0 | 10800 | 0 | 0 | 10800 | 0 | 100
ECAR | 2002 | Cogentrix - Bedford (Lawrence Co) |  | IN | Low | CT |  | N | 500 | 500 |  |  | 0 | 0 | 500 | 0 | 0 | 92000 | 0 | 0 | 391
SERC | 2003 | Cogentrix - Blount |  | AL | Low | CC |  |  | 800 | 800 |  |  | 0 | 0 | 800 | 0 | 0 | 144000 | 0 | 0 | 560
SERC | 2001 | Cogentrix - Bogalusa (Washington Co) |  | LA | Low | CC |  | N | 800 | 800 |  |  | 0 | 0 | 800 | 0 | 0 | 144000 | 0 | 0 | 328
SERC | 2002 | Cogentrix - Caledonia (Lowdes Co?) | Tennessee | MS | High | 1 |  | N | 0 | 0 |  |  | 0 | 0 | 0 | 0 | 0 | 0 | 0 | 0 | 454
ECAR | 2002 | Cogentrix - Franklin (Jackson Co) |  | OH | Low | CC |  | N | 1200 | 1200 |  |  | 0 | 0 | 1200 | 0 | 0 | 216000 | 0 | 0 | 392
SERC | 2003 | Cogentrix - Henry County | TGT | VA | Med | CC |  | N | 1100 | 1100 |  |  | 0 | 1100 | 0 | 0 | 198000 | 0 | 49500 | 0 | 670
WSCC | 2004 | Cogentrix - Mercer Ranch |  | WA | Low | CC |  | N | 850 | 850 | 0 |  | 0 | 0 | 850 | 0 | 0 | 153000 | 0 | 0 | 749
SERC | 2000 | Cogentrix - Southaven |  | NC | High | CT | March | Y | 680.9 | 680.9 | 0 | 0 | 680.9 | 0 | 0 | 125285.6 | 0 | 0 | 125285.6 | 125285.6 | 690
SERC | 2002 | Cogentrix - Southaven | TGT | MS | High | CT | June | N | 800 | 800 |  |  | 800 | 0 | 0 | 147200 | 0 | 0 | 147200 | 147200 | 455
SERC | 2002 | Cogentrix - Sterlington |  | LA | Low | CC |  | N | 800 | 800 |  |  | 0 | 0 | 800 | 0 | 0 | 144000 | 0 | 0 | 456
SPP | 2001 | Cogentrix/Power Resources(Green Country) - Jenks |  | OK | Low | CC |  | N | 0 | 0 |  |  | 0 | 0 | 0 | 0 | 0 | 0 | 0 | 0 | 347
SPP | 2002 | Cogentrix/Power Resources(Green Country) - Jenks | TransOk | OK | High | CC | March | N | 850 | 850 |  |  | 850 | 0 | 0 | 153000 | 0 | 0 | 153000 | 0 | 513
NPCC | 2003 | Columbia Elec - Grassy Pt/Haverstraw |  | NY | Med | CC |  | N | 550 | 550 |  |  | 0 | 550 | 0 | 0 | 99000 | 0 | 24750 | 0 | 595
ECAR | 2001 | Columbia Electric - Ceredo (Twelvepole Creek) | Columbia Gas | WV | Med | CT |  | N | 500 | 500 |  |  | 0 | 500 | 0 | 0 | 92000 | 0 | 23000 | 23000 | 209
ECAR | 2001 | Columbia Electric - Henderson Co |  | KY | Low | CT | June | N | 500 | 500 |  |  | 0 | 0 | 500 | 0 | 0 | 92000 | 0 | 0 | 208
PJM | 2001 | Columbia Electric - Kelson Ridge (2003?) |  | PA | Med | CC |  | N | 550 | 550 |  |  | 0 | 550 | 0 | 0 | 99000 | 0 | 24750 | 0 | 273
PJM | 2002 | Columbia Electric - Liberty Power | TETCO | PA | High | Cogen | 1Q | N | 500 | 500 |  |  | 500 | 0 | 0 | 78000 | 0 | 0 | 78000 | 0 | 435
PJM | 2000 | Commonwealth-Chesapeake - TM Power |  | VA | High | CT | July | Y | 135 | 135 |  |  | 135 | 0 | 0 | 24840 | 0 | 0 | 24840 | 24840 | 94
FRCC | 2003 | Competitive Power Ventures - St. Lucie |  | FL | Low | CT |  | N | 250 | 250 | 0 |  | 0 | 0 | 250 | 0 | 0 | 46000 | 0 | 0 | 781
FRCC | 2004 | Competitive Power Ventures I |  | FL | Low | 1 |  | N | 550 | 550 |  |  | 0 | 0 | 550 | 0 | 0 | 101200 | 0 | 0 | 644
FRCC | 2004 | Competitive Power Ventures II |  | FL | Low | 1 |  | N | 550 | 550 |  |  | 0 | 0 | 550 | 0 | 0 | 101200 | 0 | 0 | 645
NPCC | 2002 | Con Ed - East River Repowering |  | NY | Low | 1 |  | N | 450 | 0 |  |  | 0 | 0 | 450 | 0 | 0 | 82800 | 0 | 0 | 490
WSCC | 2004 | Confederated Umatilla Tribe - Eugene |  | OR | Low | 1 |  | N | 500 | 500 |  |  | 0 | 0 | 500 | 0 | 0 | 92000 | 0 | 0 | 657
PJM | 2001 | Connectiv - New Castle Co (Wilmington) |  | DE | Med | CT | June | N | 335 | 335 |  |  | 0 | 335 | 0 | 0 | 61640 | 0 | 15410 | 15410 | 275
PJM | 2002 | Connectiv - New Castle Co (Wilmington) |  | DE | Med | CC |  | N | 165 | 0 |  |  | 0 | 165 | 0 | 0 | 29700 | 0 | 7425 | 0 | 436
PJM | 2002 | Connectiv - Northampton (Bethlehem) |  | PA | Med | CC |  |  | 500 | 500 |  |  | 0 | 500 | 0 | 0 | 90000 | 0 | 22500 | 0 | 720
ERCOT | 2001 | Conoco - Sabine River Works | Valero | TX | Med | Cogen | Summer | N | 420 | 350 |  |  | 0 | 420 | 0 | 0 | 65520 | 0 | 16380 | 0 | 239
ECAR | 2001 | Constellation - Bristol (Wayne Co) |  | WV | Med | CT | June | N | 300 | 300 |  |  | 0 | 300 | 0 | 0 | 55200 | 0 | 13800 | 13800 | 210
FRCC | 2002 | Constellation - Cocoa/Oleander | FGT **** | FL | Med | SC | April | N | 850 | 850 |  |  | 0 | 850 | 0 | 0 | 156400 | 0 | 39100 | 39100 | 409
NPCC | 2002 | Constellation - Dracut |  | MA | High | CC |  | N | 750 | 750 |  |  | 750 | 0 | 0 | 135000 | 0 | 0 | 135000 | 0 | 491
ERCOT | 2001 | Constellation - Gilmer (Longview) | HPL/Tejas/NGPL/Midcon | TX | Med | CC | June | N | 800 | 800 |  |  | 0 | 800 | 0 | 0 | 144000 | 0 | 36000 | 0 | 240
ERCOT | 2002 | Constellation - Seguin (Rio Nogales) | Oasis | TX | Med | CC | June | N | 800 | 800 |  |  | 0 | 800 | 0 | 0 | 144000 | 0 | 36000 | 0 | 404
MAIN | 2001 | Constellation - University Park |  | IL | High | CT | June | N | 300 | 300 |  |  | 300 | 0 | 0 | 55200 | 0 | 0 | 55200 | 55200 | 281
MAIN | 2001 | Constellation - West Energy Project |  | IL | Low | CT | June |  | 300 | 300 | 0 |  | 0 | 0 | 300 | 0 | 0 | 55200 | 0 | 0 | 701
NPCC | 2004 | Constellation Power - Astoria |  | NY | Low | CC |  |  | 531 | 531 |  |  | 0 | 0 | 531 | 0 | 0 | 95580 | 0 | 0 | 736
SERC | 2001 | Constellation Power - Bristol (Wolf Hills Energy) |  | VA | High | CT |  | N | 250 | 250 |  |  | 250 | 0 | 0 | 46000 | 0 | 0 | 46000 | 46000 | 342
NPCC | 2003 | Constellation Power - Orange Co |  | NY | Low | CC |  | N | 1080 | 1080 |  |  | 0 | 0 | 1080 | 0 | 0 | 194400 | 0 | 0 | 675
WSCC | 2003 | Constellation/Inland - Victorville/High Desert | Kern/Mojave &PG&E | CA | High | CC | June | N | 720 | 720 |  |  | 720 | 0 | 0 | 129600 | 0 | 0 | 129600 | 0 | 525
ECAR | 2001 | Consumers Energy @ Morrow Site |  | MI ? | High | CC |  | N | 60 | 0 |  |  | 60 | 0 | 0 | 10800 | 0 | 0 | 10800 | 0 | 211
ERCOT | 2001 | Coral/LCRA - Lost Pines |  | TX | Low | 1 |  | Y | 1500 | 1500 |  |  | 0 | 0 | 1500 | 0 | 0 | 276000 | 0 | 0 | 241
ERCOT | 2004 | Cottonwood Energy - Newton |  | TX | Low | CT |  | N | 1200 | 1200 |  |  | 0 | 0 | 1200 | 0 | 0 | 220800 | 0 | 0 | 634
WSCC | 2002 | Cowlitz Cogen - Weyerhaeuser | NWPL | WA | Low | Cogen |  | N | 395 | 395 |  |  | 0 | 0 | 395 | 0 | 0 | 61620 | 0 | 0 | 526
SERC | 1999 | CP&L - Asheville |  | NC | High | CT | June | Y | 165 | 0 |  |  | 165 | 0 | 0 | 30360 | 0 | 0 | 30360 | 30360 | 59
SERC | 2000 | CP&L - Asheville 4 |  | NC | High | CT | March | Y | 180 | 0 |  |  | 180 | 0 | 0 | 33120 | 0 | 0 | 33120 | 33120 | 166
SERC | 2002 | CP&L - Effingham Co |  | GA | Med | CT | July | N | 525 | 0 |  |  | 0 | 525 | 0 | 0 | 96600 | 0 | 24150 | 24150 | 721
SERC | 2001 | CP&L - Hamlet |  | NC | High | CT | June | N | 620 | 0 |  |  | 620 | 0 | 0 | 114080 | 0 | 0 | 114080 | 114080 | 331
SERC | 2000 | CP&L - Monroe Walton Co. | Transco | GA | High | CT | January | Y | 136 | 0 |  |  | 136 | 0 | 0 | 25024 | 0 | 0 | 25024 | 25024 | 60
SERC | 2001 | CP&L - Monroe Walton Co. | Transco | GA | Med | CT |  | N | 300 | 0 |  |  | 0 | 300 | 0 | 0 | 55200 | 0 | 13800 | 13800 | 330
SERC | 2002 | CP&L - Richmond County (Hamlet) | Transco Z5 | NC | Med | CC | June | N | 625 | 0 |  |  | 0 | 625 | 0 | 0 | 112500 | 0 | 28125 | 0 | 457
SERC | 2001 | CP&L - Rowan County | Transco Z5 | NC | High | CT | June | N | 465 | 0 |  |  | 465 | 0 | 0 | 85560 | 0 | 0 | 85560 | 85560 | 329
SERC | 2003 | CP&L - Rowan County | Transco Z5 | NC | Med | CC | June | N | 470 | 0 |  |  | 0 | 470 | 0 | 0 | 84600 | 0 | 21150 | 0 | 583
SERC | 2000 | CP&L - Wayne Co | NCNG | NC | High | CT | May | Y | 720 | 0 |  |  | 720 | 0 | 0 | 132480 | 0 | 0 | 132480 | 132480 | 167
SERC | 2004 | CPV - Cunnigham Creek (Fluvanna Co) | Transco | VA | Low | CC |  |  | 520 | 520 |  |  | 0 | 0 | 520 | 0 | 0 | 93600 | 0 | 0 | 197
SERC | 2004 | CPV - Cunningham Creek (Fluvanna Co) | Transco | VA | Low | CC |  |  | 520 | 520 |  |  | 0 | 0 | 520 | 0 | 0 | 93600 | 0 | 0 | 731
ERCOT | 1999 | CSW - Mission (Frontera) |  | TX | High | CT | August | Y | 280.5 | 280.5 |  |  | 280.5 | 0 | 0 | 51612 | 0 | 0 | 51612 | 51612 | 16
ERCOT | 2000 | CSW - Mission (Frontera) |  | TX | High | CC | June | N | 160 | 160 |  |  | 160 | 0 | 0 | 28800 | 0 | 0 | 28800 | 0 | 79
WSCC | 2002 | CSW/Northwest Power - Creston | NWPL | WA | Med | CC |  | N | 900 | 900 |  |  | 0 | 900 | 0 | 0 | 162000 | 0 | 40500 | 0 | 527
NPCC | 2001 | CT Municipal Electric - Norwich |  | CT | Low | 1 |  | N | 500 | 500 |  |  | 0 | 0 | 500 | 0 | 0 | 92000 | 0 | 0 | 298
WSCCC | 2000 | CU Power/Nova/Epcor - Joffre |  | AB | High | CC | June | Y | 416 | 270 |  |  | 416 | 0 | 0 | 74880 | 0 | 0 | 74880 | 0 | 191
NPCCC | 2002 | CUPIL - Lakeview |  | ON | Low | CC | September | N | 550 | 550 |  |  | 0 | 0 | 550 | 0 | 0 | 99000 | 0 | 0 | 492
MAPP | 2003 | Dairyland Power - Elk Mound Station |  | WI | Med | CT |  | N | 80 | 0 | 0 |  | 0 | 80 | 0 | 0 | 14720 | 0 | 3680 | 3680 | 771
ECAR | 2001 | Dayton Power & Light - (Chester) Wells Co. |  | IN | Med | CT | June | N | 400 | 400 |  |  | 0 | 400 | 0 | 0 | 73600 | 0 | 18400 | 18400 | 213
ECAR | 2000 | Dayton Power & Light - Chester |  | IN | Med | CT |  | N | 225 | 225 |  |  | 0 | 225 | 0 | 0 | 41400 | 0 | 10350 | 10350 | 125
ECAR | 2004 | Dayton Power & Light - Darby (Pickaway Co) |  | OH | Low | CT |  | N | 480 | 480 |  |  | 0 | 0 | 480 | 0 | 0 | 88320 | 0 | 0 | 630
ECAR | 2002 | Dayton Power & Light - Darby (Pickaway) |  | OH | Med | CT | June | N | 480 | 480 |  |  | 0 | 480 | 0 | 0 | 88320 | 0 | 22080 | 22080 | 665
ECAR | 1999 | Dayton Power & Light - Dayton |  | OH | High | 1 | June | N | 84 | 0 |  |  | 84 | 0 | 0 | 15456 | 0 | 0 | 15456 | 15456 | 46
ECAR | 2004 | Dayton Power & Light - Fairmount (Grant Co) |  | IN | Med | CT |  | N | 400 | 400 | 0 | P&W FT 8 Twin Pac | 0 | 400 | 0 | 0 | 73600 | 0 | 18400 | 18400 | 747
ECAR | 2001 | Dayton Power & Light - Greenville (Darke Co) |  | OH | Med | CT | March | N | 200 | 200 |  |  | 0 | 200 | 0 | 0 | 36800 | 0 | 9200 | 9200 | 216
ECAR | 2001 | Dayton Power & Light - Greenville (Wells/Hamilton Co) |  | IN | Med | CT | May | N | 200 | 0 |  |  | 0 | 200 | 0 | 0 | 36800 | 0 | 9200 | 9200 | 212
ECAR | 2002 | Dayton Power & Light - Hardinsburg Stn |  | KY | Med | CT |  | N | 400 | 400 |  |  | 0 | 400 | 0 | 0 | 73600 | 0 | 18400 | 18400 | 397
ECAR | 2000 | Dayton Power & Light - Montpelier Station |  | OH | High | CT | June | Y | 200.3 | 200.3 | 0 |  | 200.3 | 0 | 0 | 36855.2 | 0 | 0 | 36855.2 | 36855.2 | 694
ECAR | 2001 | Dayton Power & Light - Tait (Montgomery Co) |  | OH | High | CT | June | N | 320 | 320 |  |  | 320 | 0 | 0 | 58880 | 0 | 0 | 58880 | 58880 | 215
ECAR | 2001 | Dayton Power & Light - West Lancaster (Fairfield) | Columbia Gas | OH | High | CT | June | N | 200 | 200 |  |  | 200 | 0 | 0 | 36800 | 0 | 0 | 36800 | 36800 | 214
FRCC | 2003 | Decker - Polk County (Port St. Lucie) | FGT | FL | Med | CC | January | N | 500 | 500 |  |  | 0 | 500 | 0 | 0 | 90000 | 0 | 22500 | 0 | 567
ECAR | 2002 | Decker Energy - Carson City/St. Clair Co. |  | MI | Med | CT |  | N | 500 | 500 |  |  | 0 | 500 | 0 | 0 | 92000 | 0 | 23000 | 23000 | 393
ECAR | 2003 | Decker Energy - Carson City/St. Clair Co. |  | MI | Med | CT |  | N | 500 | 500 |  |  | 0 | 500 | 0 | 0 | 92000 | 0 | 23000 | 23000 | 558
FRCC | 2002 | Decker Energy - Fort Meade | FGT | FL | Low | CT | November | N | 500 | 500 |  |  | 0 | 0 | 500 | 0 | 0 | 92000 | 0 | 0 | 410
WSCC | 2000 | Delta Power - Detroit Gas (Cobisa/Pearson) | PSNM ?? | NM | High | CT | June | N | 140 | 140 |  |  | 140 | 0 | 0 | 25760 | 0 | 0 | 25760 | 25760 | 192
WSCC | 1999 | Deming/Garland Loman/Rosal |  | NM | Dead | 1 |  | N | 0 | 0 |  |  | 0 | 0 | 0 | 0 | 0 | 0 | 0 | 0 | 9
ECAR | 1999 | Detroit Edison - Belle River | ANR | MI | High | CT | Sept | Y | 216 | 0 |  |  | 216 | 0 | 0 | 39744 | 0 | 0 | 39744 | 39744 | 47
ECAR | 2000 | Detroit Edison - Del-Ray | ANR | MI | High | 1 | June | N | 70 | 0 |  |  | 70 | 0 | 0 | 12880 | 0 | 0 | 12880 | 12880 | 124
ECAR | 2000 | Detroit Edison - Del-Ray | ANR | MI | High | CT | January | Y | 139.4 | 0 |  |  | 139.4 | 0 | 0 | 25649.6 | 0 | 0 | 25649.6 | 25649.6 | 48
ECAR | 1999 | Detroit Edison - Greenwood | ANR | MI | High | CT | Sept | Y | 226 | 0 |  |  | 226 | 0 | 0 | 41584 | 0 | 0 | 41584 | 41584 | 49
NPCCC | 2002 | Dofasco |  | ON | Low | Cogen | July | N | 500 | 500 |  |  | 0 | 0 | 500 | 0 | 0 | 78000 | 0 | 0 | 493
ECAR | 2002 | Dominion - Muskingum County | CNG | OH | Med | CT | July | N | 600 | 600 |  |  | 0 | 600 | 0 | 0 | 110400 | 0 | 27600 | 27600 | 395
ECAR | 2002 | Dominion - Pleasants County | CNG | WV | Med | CT | August | N | 600 | 600 |  |  | 0 | 600 | 0 | 0 | 110400 | 0 | 27600 | 27600 | 396
ECAR | 2003 | Dominion - Possum Plant Coal Conv. |  | VA | Med | CC |  | N | 450 | 0 |  |  | 0 | 450 | 0 | 0 | 81000 | 0 | 20250 | 0 | 554
SERC | 2000 | Dominion - VA Power (Caroline Co) - 2001? |  | VA | Med | CT | June | N | 320 | 0 |  |  | 0 | 320 | 0 | 0 | 58880 | 0 | 14720 | 14720 | 168
ECAR | 2002 | Dominion/Troy Energy (Wood Co) | CNG | OH | High | CT | June | N | 600 | 600 |  |  | 600 | 0 | 0 | 110400 | 0 | 0 | 110400 | 110400 | 402
ECAR | 2002 | Dresden Energy - Cass (Muskingum Co) |  | OH | Low | CT |  | N | 500 | 500 |  |  | 0 | 0 | 500 | 0 | 0 | 92000 | 0 | 0 | 394
SERC | 2001 | Duke - Attala Energy (Kosciusko) | TETCO | MS | High | CC | June | N | 510 | 510 |  |  | 510 | 0 | 0 | 91800 | 0 | 0 | 91800 | 0 | 344
MAIN | 2001 | Duke - Audrain County | PEPL | MO | Med | CT | June | N | 640 | 640 |  |  | 0 | 640 | 0 | 0 | 117760 | 0 | 29440 | 29440 | 283
ECAR | 2002 | Duke - Baroda (Berrien Co) |  | MI | Med | CT |  |  | 640 | 640 |  |  | 0 | 640 | 0 | 0 | 117760 | 0 | 29440 | 29440 | 715
NPCC | 1999 | Duke - Bridgeport II | Iroquois | CT | High | CC | June | Y | 180 | 180 |  |  | 180 | 0 | 0 | 32400 | 0 | 0 | 32400 | 0 | 54
WSCC | 2003 | Duke - Buckeye |  | AZ | Low | CC |  | N | 550 | 550 |  |  | 0 | 0 | 550 | 0 | 0 | 99000 | 0 | 0 | 614
SERC | 2002 | Duke - Buffalo Creek |  | GA | Med | CC | June | N | 620 | 620 | 0 |  | 0 | 620 | 0 | 0 | 111600 | 0 | 27900 | 0 | 770
SERC | 2000 | Duke - Calvert City (Marshall Co) I |  | KY | High | CT | June | Y | 68 | 68 |  | 7EA | 68 | 0 | 0 | 12512 | 0 | 0 | 12512 | 12512 | 458
SERC | 2002 | Duke - Calvert City (Marshall Co) II |  | KY | Med | CT | June | N | 570 | 570 | 0 | 7EA | 0 | 570 | 0 | 0 | 104880 | 0 | 26220 | 26220 | 693
WSCC | 2002 | Duke - Deming |  | NM | Med | CC |  | Y | 600 | 600 |  |  | 0 | 600 | 0 | 0 | 108000 | 0 | 27000 | 0 | 667
ECAR | 2001 | Duke - DeSoto |  | IN | Low | CT | June | N | 320 | 320 |  |  | 0 | 0 | 320 | 0 | 0 | 58880 | 0 | 0 | 218
FRCC | 2003 | Duke - Fort Pierce (St. Lucie) | FGT | FL | Low | CT |  | N | 620 | 620 |  |  | 0 | 0 | 620 | 0 | 0 | 114080 | 0 | 0 | 568
SERC | 2002 | Duke - Hot Spring Energy I (Malvern) |  | AR | Med | CC | June | N | 620 | 620 | 0 |  | 0 | 620 | 0 | 0 | 111600 | 0 | 27900 | 0 | 757
SERC | 2004 | Duke - Hot Spring Energy II (Malvern) |  | AR | Low | CC |  | N | 620 | 620 | 0 | GE 7FA | 0 | 0 | 620 | 0 | 0 | 111600 | 0 | 0 | 774
ERCOT | 2001 | Duke - Jack County | NGPL | TX | Med | CC | June | N | 500 | 500 |  |  | 0 | 500 | 0 | 0 | 90000 | 0 | 22500 | 0 | 243
ECAR | 2002 | Duke - Knox County |  | IN | Low | CT | June |  | 620 | 620 |  | GE PG7 - EA | 0 | 0 | 620 | 0 | 0 | 114080 | 0 | 0 | 126
MAIN | 2001 | Duke - Lee County (Dixon) | NGPL | IL | Med | CT |  | N | 640 | 640 |  |  | 0 | 640 | 0 | 0 | 117760 | 0 | 29440 | 29440 | 282
ERCOT | 2001 | Duke - Mesquite |  | TX | Med | CC | June | N | 500 | 500 |  |  | 0 | 500 | 0 | 0 | 90000 | 0 | 22500 | 0 | 244
WSCC | 2002 | Duke - Moss Landing | PG&E | CA | High | CC | July | Y | 1060 | 1060 |  |  | 1060 | 0 | 0 | 190800 | 0 | 0 | 190800 | 0 | 528
SERC | 2001 | Duke - Murray Energy Facility |  | GA | Med | CC | June | N | 1200 | 1200 | 0 |  | 0 | 1200 | 0 | 0 | 216000 | 0 | 54000 | 0 | 776
FRCC | 2002 | Duke - New Smyrna Beach | FGT | FL | Low | CC | June | N | 514 | 484 |  |  | 0 | 0 | 514 | 0 | 0 | 92520 | 0 | 0 | 411
SPP | 2003 | Duke - Newcastle (2001) |  | OK | Low | CC |  | N | 0 | 0 |  |  | 0 | 0 | 0 | 0 | 0 | 0 | 0 | 0 | 606
NPCC | 2002 | Duke - Newington (ConEd) |  | NH | Low | CC | March |  | 520 | 520 |  |  | 0 | 0 | 520 | 0 | 0 | 93600 | 0 | 0 | 728
SERC | 2002 | Duke - Sandersville Station (Washington Co) |  | GA | Med | CT | June | N | 640 | 640 | 0 |  | 0 | 640 | 0 | 0 | 117760 | 0 | 29440 | 29440 | 779
SERC | 2003 | Duke - Southaven |  | MS | Low | 1 |  | N | 640 | 640 |  |  | 0 | 0 | 640 | 0 | 0 | 117760 | 0 | 0 | 586
NPCC | 2000 | Duke - Veazie (Maine Independence) Casco Bay | MNE | ME | High | CC | March | Y | 481.2 | 481.2 |  |  | 481.2 | 0 | 0 | 86616 | 0 | 0 | 86616 | 0 | 145
ECAR | 2002 | Duke - Vigo County |  | IN | Low | CC | June |  | 620 | 620 |  |  | 0 | 0 | 620 | 0 | 0 | 111600 | 0 | 0 | 714
ECAR | 2002 | Duke - Waterford (Washington Co) |  | OH | Low | CC |  | N | 620 | 620 |  |  | 0 | 0 | 620 | 0 | 0 | 111600 | 0 | 0 | 398
ECAR | 2002 | Duke Energy/Cinergy - Butler County (Madison) II | TETCO | OH | Med | CT | June |  | 640 | 640 |  |  | 0 | 640 | 0 | 0 | 117760 | 0 | 29440 | 29440 | 144
ECAR | 2000 | Duke Energy/Cinergy - Vermilion County | Midwestern | IN | High | CT | June | Y | 640 | 640 |  |  | 640 | 0 | 0 | 117760 | 0 | 0 | 117760 | 117760 | 127
SPP | 2001 | Duke/OMPA - McClain Energy (Newcastle, OK) | ONG | OK | High | CC | June | N | 500 | 0 |  |  | 500 | 0 | 0 | 90000 | 0 | 0 | 90000 | 0 | 353
ECAR | 2003 | Dynegy - Bluegrass Gen. (Oldham) | TGT | KY | High | CT | June | N | 324 | 324 |  | Siemens W501F | 324 | 0 | 0 | 59616 | 0 | 0 | 59616 | 59616 | 559
SERC | 2001 | Dynegy - Heard Co., GA | Transco Z4 | GA | High | CT | June | N | 500 | 500 |  |  | 500 | 0 | 0 | 92000 | 0 | 0 | 92000 | 92000 | 332
SERC | 2000 | Dynegy - Lake Charles (Calcasieu) | Koch/Sabine | LA | High | CT | June | Y | 155 | 155 |  |  | 155 | 0 | 0 | 28520 | 0 | 0 | 28520 | 28520 | 169
SERC | 2001 | Dynegy - Lake Charles (Calcasieu) | Koch/Sabine | LA | High | CT | July | N | 165 | 165 |  |  | 165 | 0 | 0 | 30360 | 0 | 0 | 30360 | 30360 | 333
ERCOT | 2000 | Dynegy - Lyondell |  | TX | Low | Cogen | June | N | 155 | 155 |  |  | 0 | 0 | 155 | 0 | 0 | 24180 | 0 | 0 | 80
FRCC | 2002 | Dynegy - Palmetto Power | FGT **** | FL | Med | 1 | May | N | 500 | 500 |  |  | 0 | 500 | 0 | 0 | 92000 | 0 | 23000 | 23000 | 412
ECAR | 2001 | Dynegy - Riverside Generating | Tennessee | KY | High | CT | June | N | 500 | 500 |  |  | 500 | 0 | 0 | 92000 | 0 | 0 | 92000 | 92000 | 217
SERC | 2000 | Dynegy - Rockingham | Transco Z5 | NC | High | CT | June | Y | 800 | 200 |  |  | 800 | 0 | 0 | 147200 | 0 | 0 | 147200 | 147200 | 170
ECAR | 2002 | Dynegy - Rolling Hills (Vinton Co) |  | OH | Low | CT |  |  | 800 | 800 |  |  | 0 | 0 | 800 | 0 | 0 | 147200 | 0 | 0 | 716
WSCC | 2000 | Dynegy - Santa Teresa | El Paso | NM | Med | CC |  | N | 500 | 500 |  |  | 0 | 500 | 0 | 0 | 90000 | 0 | 22500 | 0 | 193
MAIN | 2004 | Dynegy/Ameren/LG&E - Joppa |  | IL | Med | CT |  |  | 216 | 216 |  |  | 0 | 216 | 0 | 0 | 39744 | 0 | 9936 | 9936 | 735
ERCOT | 2004 | Dynergy/ANP - El Paso |  | TX | Low | CC |  | N | 1500 | 1500 |  |  | 0 | 0 | 1500 | 0 | 0 | 270000 | 0 | 0 | 636
ECAR | 1999 | East Kentucky Power Coop - Clark County |  | KY | High | CT | Feb-May | Y | 330 | 0 |  |  | 330 | 0 | 0 | 60720 | 0 | 0 | 60720 | 60720 | 50
ECAR | 2002 | East Kentucky Power Coop - Clark County |  | KY | High | CT |  | N | 80 | 0 |  |  | 80 | 0 | 0 | 14720 | 0 | 0 | 14720 | 14720 | 399
FRCC | 2002 | EDC - Dade County |  | FL | Low | 1 | May | N | 74 | 74 |  |  | 0 | 0 | 74 | 0 | 0 | 13616 | 0 | 0 | 666
WSCC | 2001 | Edison Mission (formerly Texaco) - Sunrise Power Project |  | CA | High | Cogen | December | N | 300 | 300 |  |  | 300 | 0 | 0 | 46800 | 0 | 0 | 46800 | 0 | 387
WSCC | 2002 | El Paso - Brush |  | CO | Low | CT | May | N | 60 | 60 |  |  | 0 | 0 | 60 | 0 | 0 | 11040 | 0 | 0 | 668
FRCC | 2001 | El Paso - Hardee Co | FGT | FL | Low | 1 |  | N | 640 | 640 |  |  | 0 | 0 | 640 | 0 | 0 | 117760 | 0 | 0 | 255
FRCC | 2001 | El Paso - Pasco Co (510??) | FGT | FL | Low | 1 | June | N | 300 | 150 |  |  | 0 | 0 | 300 | 0 | 0 | 55200 | 0 | 0 | 254
WSCC | 2001 | El Paso - South San Francisco | PG&E | CA | High | CT | August | N | 51 | 51 | 0 |  | 51 | 0 | 0 | 9384 | 0 | 0 | 9384 | 9384 | 754
NPCC | 2000 | EMI/Calpine - Rumford | PNGTS | ME | High | CC | April | N | 265 | 265 |  |  | 265 | 0 | 0 | 47700 | 0 | 0 | 47700 | 0 | 147
NPCC | 2000 | EMI/Calpine - Tiverton | Algon | RI | High | CC | March | Y | 239.6 | 239.6 |  |  | 239.6 | 0 | 0 | 43128 | 0 | 0 | 43128 | 0 | 148
SPP | 2001 | Empire District Co/WRI - Joplin (State Line) | Williams | MO | High | CC | Summer | N | 500 | 500 |  |  | 500 | 0 | 0 | 90000 | 0 | 0 | 90000 | 0 | 349
ERCOT | 2001 | ENA - Austin Energy (Sand Hill Energy Center) |  | TX | High | CT | May | N | 180 | 180 |  |  | 180 | 0 | 0 | 33120 | 0 | 0 | 33120 | 33120 | 245
SERC | 1999 | ENA - Brownsville | ANR | TN | High | CT | June | Y | 475 | 475 |  |  | 475 | 0 | 0 | 87400 | 0 | 0 | 87400 | 87400 | 64
SERC | 1999 | ENA - Caledonia | Tenn | MS | High | CT | June | Y | 475 | 475 |  |  | 475 | 0 | 0 | 87400 | 0 | 0 | 87400 | 87400 | 65
SERC | 2000 | ENA - Calvert City | TGT | KY | Low | CT | June | N | 0 | 0 |  |  | 0 | 0 | 0 | 0 | 0 | 0 | 0 | 0 | 171
FRCC | 2001 | ENA - Ft. Pierce | FGT | FL | High | CT | June | N | 190 | 190 |  |  | 190 | 0 | 0 | 34960 | 0 | 0 | 34960 | 34960 | 258
SERC | 2000 | ENA - Gleason | ANR | TN | High | CT | May | Y | 462.4 | 462.4 |  |  | 462.4 | 0 | 0 | 85081.6 | 0 | 0 | 85081.6 | 85081.6 | 172
FRCC | 2002 | ENA - Jacksonville | FGT | FL | Med | CT | January | N | 120 | 120 |  |  | 0 | 120 | 0 | 0 | 22080 | 0 | 5520 | 5520 | 414
FRCC | 2001 | ENA - Lakeland | FGT | FL | Low | CT | January | N | 150 | 0 |  |  | 0 | 0 | 150 | 0 | 0 | 27600 | 0 | 0 | 257
SERC | 1999 | ENA - New Albany | Col Gulf | MS | High | CT | June | N | 390 | 390 |  |  | 390 | 0 | 0 | 71760 | 0 | 0 | 71760 | 71760 | 66
FRCC | 2002 | ENA - Pompano Beach |  | FL | Low | CT | July |  | 510 | 510 |  | GE 7FA | 0 | 0 | 510 | 0 | 0 | 93840 | 0 | 0 | 529
FRCC | 2002 | ENA - South Florida (Special) | FGT | FL | High | CT | June | N | 150 | 150 |  |  | 150 | 0 | 0 | 27600 | 0 | 0 | 27600 | 27600 | 413
SERC | 2001 | ENA - St. Charles | Bridgeline | LA | Low | CT | June | N | 325 | 325 |  |  | 0 | 0 | 325 | 0 | 0 | 59800 | 0 | 0 | 335
FRCC | 2002 | ENA - Vero Beach | FGT | FL | Low | CT | June | N | 150 | 150 |  |  | 0 | 0 | 150 | 0 | 0 | 27600 | 0 | 0 | 415
ECAR | 2000 | ENA - Wheatland | Midwestern | IN | High | CT | May | Y | 459 | 459 |  |  | 459 | 0 | 0 | 84456 | 0 | 0 | 84456 | 84456 | 128
MAIN | 2001 | ENA - Wilton Center | NBPL | IL | High | CT | June | N | 80 | 80 |  |  | 80 | 0 | 0 | 14720 | 0 | 0 | 14720 | 14720 | 284
MAIN | 2000 | ENA - Wilton Center (Lincoln Energy Center) | NBPL | IL | High | CT | May | Y | 564.4 | 564.4 |  |  | 564.4 | 0 | 0 | 103849.6 | 0 | 0 | 103849.6 | 103849.6 | 102
MAIN | 2001 | ENA/Peoples (Calumet Power) |  | IL | Dead | CT | June |  | 0 | 0 |  |  | 0 | 0 | 0 | 0 | 0 | 0 | 0 | 0 | 615
SPP | 2004 | Energentix - Arcadia |  | OK |  | 1 |  |  | 825 | 825 |  |  | 0 | 0 | 0 | 0 | 0 | 0 | 0 | 0 | 7
MAPP | 2001 | EnPower - Rosemount |  | MN | Med | 1 |  | N | 150 | 150 |  |  | 0 | 150 | 0 | 0 | 27600 | 0 | 6900 | 6900 | 266
NPCCC | 2000 | Enron Canada - Moore Power Plant | TCPL/Union | ON | Low | CT | December | N | 166 | 166 |  |  | 0 | 0 | 166 | 0 | 0 | 30544 | 0 | 0 | 146
SERC | 1999 | Entergy | Columbia Gulf | AR | High | CT | February | Y | 306 | 0 |  |  | 306 | 0 | 0 | 56304 | 0 | 0 | 56304 | 56304 | 67
SERC | 1999 | Entergy | Columbia Gulf | LA | High | CT | February | Y | 281.1 | 0 |  |  | 281.1 | 0 | 0 | 51722.4 | 0 | 0 | 51722.4 | 51722.4 | 68
ECAR | 2004 | Entergy - Jackson Co (Bloomfield) |  | OH | Low | CT |  | N | 640 | 640 |  |  | 0 | 0 | 640 | 0 | 0 | 117760 | 0 | 0 | 629
ECAR | 2001 | Entergy - Jackson Generating (Bloomfield) |  | OH | Med | CT | June | N | 640 | 640 |  |  | 0 | 640 | 0 | 0 | 117760 | 0 | 29440 | 29440 | 662
SERC | 2000 | Entergy - Louisiana 2 (Baton Rouge) |  | LA | High | CT | July | Y | 140 | 0 |  |  | 140 | 0 | 0 | 25760 | 0 | 0 | 25760 | 25760 | 173
SERC | 2002 | Entergy (EWO) - Lake Charles |  | LA | Med | Cogen |  | N | 500 | 100 |  |  | 0 | 500 | 0 | 0 | 78000 | 0 | 19500 | 0 | 459
SERC | 2001 | Entergy (EWO) - Vicksburg |  | MS | Med | 1 | Spring | N | 300 | 300 |  |  | 0 | 300 | 0 | 0 | 55200 | 0 | 13800 | 13800 | 334
SERC | 2002 | Entergy/PPG Industries (Westlake) |  | LA | Med | Cogen |  | N | 448 | 448 |  |  | 0 | 448 | 0 | 0 | 69888 | 0 | 17472 | 0 | 460
WSCCC | 2002 | Epcor - Rossdale |  | AB | Low | CC |  | N | 170 | 170 |  |  | 0 | 0 | 170 | 0 | 0 | 30600 | 0 | 0 | 530
SPP | 1999 | Exxon - Baton Rouge |  | LA | Low | 1 |  | N | 0 | 0 |  |  | 0 | 0 | 0 | 0 | 0 | 0 | 0 | 0 | 23
ECAR | 2001 | First Energy - West Loraine (Defiance) | Columbia Gas/EOG | OH | High | CT | Spring | N | 425 | 0 |  |  | 425 | 0 | 0 | 78200 | 0 | 0 | 78200 | 78200 | 219
FRCC | 2002 | FMPA - Cane Island | FGT **** | FL | High | CC |  | N | 240 | 0 |  |  | 240 | 0 | 0 | 43200 | 0 | 0 | 43200 | 0 | 416
NPCC | 2000 | Foss Maufacutring - Hamption Facility |  | NH | High | CT | January | Y | 4.3 | 0 | 0 | 0 | 4.3 | 0 | 0 | 791.2 | 0 | 0 | 791.2 | 791.2 | 688
FRCC | 1999 | FPC - Anclote | FGT | FL | High | CC | June | N | 1000 | 400 |  |  | 1000 | 0 | 0 | 180000 | 0 | 0 | 180000 | 0 | 72
FRCC | 2001 | FPC - Hines #2 | FGT **** | FL | delay | CC | June | N | 0 | 0 |  |  | 0 | 0 | 0 | 0 | 0 | 0 | 0 | 0 | 259
FRCC | 1999 | FPC - Hines Unit #1 | FGT **** | FL | High | CC | April | Y | 470 | 0 |  |  | 470 | 0 | 0 | 84600 | 0 | 0 | 84600 | 0 | 73
FRCC | 2001 | FPC - Intersession City | FGT **** | FL | High | SC | December | N | 255 | 0 |  |  | 255 | 0 | 0 | 46920 | 0 | 0 | 46920 | 46920 | 260
FRCC | 2003 | FPC - Polk County (Hines #2) | FGT | FL | High | CT | November | N | 530 | 0 |  |  | 530 | 0 | 0 | 97520 | 0 | 0 | 97520 | 97520 | 570
SERC | 2001 | FPL - Doswell | CNG PL1 | VA | High | CT | June | N | 171 | 171 |  |  | 171 | 0 | 0 | 31464 | 0 | 0 | 31464 | 31464 | 336
NPCC | 2000 | FPL - ESI New Bedford |  | MA | Low | 1 | November | N | 250 | 250 |  |  | 0 | 0 | 250 | 0 | 0 | 46000 | 0 | 0 | 149
FRCC | 2000 | FPL - Fort Meyers | FGT | FL | High | CC | October | N | 1400 | 0 |  |  | 1400 | 0 | 0 | 252000 | 0 | 0 | 252000 | 0 | 88
FRCC | 2002 | FPL - Ft. Meyers | FGT | FL | High | CC | June | N | 914 | 0 |  |  | 914 | 0 | 0 | 164520 | 0 | 0 | 164520 | 0 | 417
FRCC | 2003 | FPL - Ft. Meyers | FGT | FL | Med | CT | April | N | 340 | 0 |  |  | 0 | 340 | 0 | 0 | 62560 | 0 | 15640 | 15640 | 569
SERC | 2000 | FPL - Kinetic |  | AL | Med | CT |  | N | 628 | 628 | 0 | 0 | 0 | 628 | 0 | 0 | 115552 | 0 | 28888 | 28888 | 681
FRCC | 2001 | FPL - Martin Expansion | FGT | FL | High | CT |  | N | 340 | 0 |  |  | 340 | 0 | 0 | 62560 | 0 | 0 | 62560 | 62560 | 261
NPCC | 2000 | FPL - Mason (Wiscassett) |  | ME | Low | CC |  | N | 500 | 500 |  |  | 0 | 0 | 500 | 0 | 0 | 90000 | 0 | 0 | 150
WSCC | 2002 | FPL - Northeast Power - Everett Delta | NWPL | WA | High | CC | August | N | 248 | 248 |  |  | 248 | 0 | 0 | 44640 | 0 | 0 | 44640 | 0 | 369
NPCC | 2002 | FPL - Providence (Johnston) |  | RI | Med | CC |  | N | 500 | 500 |  |  | 0 | 500 | 0 | 0 | 90000 | 0 | 22500 | 0 | 494
FRCC | 2002 | FPL - Sanford | FGT | FL | High | CC | January | N | 1000 | 0 |  |  | 1000 | 0 | 0 | 180000 | 0 | 0 | 180000 | 0 | 418
NPCC | 2000 | FPL - Wyman A | MNE | ME | Dead | CT | January | N | 0 | 0 |  |  | 0 | 0 | 0 | 0 | 0 | 0 | 0 | 0 | 151
NPCC | 2000 | FPL - Yarmouth |  | ME | Dead | CC |  | N | 0 | 0 |  |  | 0 | 0 | 0 | 0 | 0 | 0 | 0 | 0 | 152
ERCOT | 2000 | FPL (Panda) - Paris (Lamar Power) | NGPL/Black Marlin(NNG) | TX | High | CC | June | Y | 1000 | 300 |  | 7FA | 1000 | 0 | 0 | 180000 | 0 | 0 | 180000 | 0 | 81
PJM | 2002 | FPL/Sunoco - Marcus Hook Refinery |  | PA | Med | CC | March | N | 725 | 725 |  |  | 0 | 725 | 0 | 0 | 130500 | 0 | 32625 | 0 | 437
WSCC | 2001 | Front Range Energy - Ft. Lupton (2000?) | CIG/PSCO | CO | High | Cogen | May | N | 160 | 0 |  |  | 160 | 0 | 0 | 24960 | 0 | 0 | 24960 | 0 | 370
ERCOT | 2001 | Garland Power & Light (2001?) |  | TX | Med | CT | June | N | 85 | 0 |  |  | 0 | 85 | 0 | 0 | 15640 | 0 | 3910 | 3910 | 246
SERC | 2002 | GenPower - Lonoke (Keo) |  | AR | Low | CC | 4Q | N | 640 | 640 |  | GE 7FA | 0 | 0 | 640 | 0 | 0 | 115200 | 0 | 0 | 461
SERC | 2003 | GenPower - Quinton |  | AL | Low | CC |  | N | 600 | 600 |  |  | 0 | 0 | 600 | 0 | 0 | 108000 | 0 | 0 | 584
SERC | 2002 | GenPower - Sallis (Attala Co) |  | MS | Low | CC | June |  | 640 | 640 |  |  | 0 | 0 | 640 | 0 | 0 | 115200 | 0 | 0 | 722
SERC | 2002 | Georgia Power - Goat Rock |  | AL | Med | CC | Early | N | 500 | 500 |  |  | 0 | 500 | 0 | 0 | 90000 | 0 | 22500 | 0 | 462
SERC | 2004 | Georgia Power - Goat Rock II (Autaugaville Power??) |  | AL | Low | CC |  | N | 1710 | 0 |  |  | 0 | 0 | 1710 | 0 | 0 | 307800 | 0 | 0 | 648
SERC | 2002 | Georgia Power - Plant Wansley | Transco Z4 | GA | High | CC | June | N | 1132 | 0 |  |  | 1132 | 0 | 0 | 203760 | 0 | 0 | 203760 | 0 | 463
SERC | 2002 | Georgia Power - Savannah |  | GA | Med | 1 | Summer | N | 1600 | 0 |  |  | 0 | 1600 | 0 | 0 | 294400 | 0 | 73600 | 73600 | 464
SERC | 2000 | Georgia Power (SOCO) - Dahlberg | Transco Z4 | GA | High | CT | June | Y | 640 | 0 |  |  | 640 | 0 | 0 | 117760 | 0 | 0 | 117760 | 117760 | 174
SERC | 2001 | Georgia Power (SOCO) - Dahlberg | Transco Z4 | GA | High | CT | June | N | 160 | 0 |  |  | 160 | 0 | 0 | 29440 | 0 | 0 | 29440 | 29440 | 343
SERC | 2002 | Georgia Power (SOCO) - Dahlberg | Transco Z4 | GA | High | CT | June | N | 400 | 0 |  |  | 400 | 0 | 0 | 73600 | 0 | 0 | 73600 | 73600 | 465
NPCC | 2000 | GKO - South Norwalk |  | CT | Low | 1 | January | N | 175 | 175 |  |  | 0 | 0 | 175 | 0 | 0 | 32200 | 0 | 0 | 153
WSCC | 2001 | Global Energy - Snohomish | NWPL | WA | Med | CC |  | N | 250 | 250 |  |  | 0 | 250 | 0 | 0 | 45000 | 0 | 11250 | 0 | 371
ERCOT | 2000 | Golden Spread - Pampa |  | TX | Med | CC |  | N | 486 | 200 |  |  | 0 | 486 | 0 | 0 | 87480 | 0 | 21870 | 0 | 82
MAPP | 2001 | Great River Energy - Mower County | NNG | MN | High | CT | April | N | 475 | 100 |  |  | 475 | 0 | 0 | 87400 | 0 | 0 | 87400 | 87400 | 267
NPCC | 2002 | Green Mnt. Pwr. - Highgate |  | VT | Med | CC |  | N | 600 | 600 |  |  | 0 | 600 | 0 | 0 | 108000 | 0 | 27000 | 0 | 495
FRCC | 2002 | GRU - Kelly (Gainesville) | FGT | FL | Med | CC |  | N | 110 | 0 |  |  | 0 | 110 | 0 | 0 | 19800 | 0 | 4950 | 0 | 419
WSCC | 2001 | Hermosillo Power Plant | El Paso | AZ | High | CC |  | N | 225 | 225 |  |  | 225 | 0 | 0 | 40500 | 0 | 0 | 40500 | 0 | 372
ECAR | 2000 | Holland Board of Public Works |  | MI | High | CT | April | Y | 66.3 | 0 |  |  | 66.3 | 0 | 0 | 12199.2 | 0 | 0 | 12199.2 | 12199.2 | 129
MAIN | 2002 | Holland Energy |  | IL | Low | CC | April | N | 680 | 680 |  |  | 0 | 0 | 680 | 0 | 0 | 122400 | 0 | 0 | 479
NPCC | 2002 | HQ - Surowiec (CMP) |  | ME | Low | CC |  | N | 600 | 600 |  |  | 0 | 0 | 600 | 0 | 0 | 108000 | 0 | 0 | 496
NPCC | 2000 | HQ/Champion - Bucksport | MNE/Bangor Gas | ME | High | Cogen | July | Y | 174 | 120 |  |  | 174 | 0 | 0 | 27144 | 0 | 0 | 27144 | 0 | 154
WSCC | 2004 | Ida West - Garnet Energy |  | ID | Low | CC |  |  | 250 | 250 |  |  | 0 | 0 | 250 | 0 | 0 | 45000 | 0 | 0 | 740
NPCC | 2002 | IDC/FPL - Bellingham (2001?) |  | MA | Med + | CC |  | N | 700 | 700 |  |  | 0 | 700 | 0 | 0 | 126000 | 0 | 31500 | 0 | 497
NPCC | 2001 | IEG - Berwick |  | ME | Low | 1 |  | N | 500 | 500 |  |  | 0 | 0 | 500 | 0 | 0 | 92000 | 0 | 0 | 301
MAIN | 1999 | Illinois Power - Tilton 1-4 | NGPL | IL | High | CT | June | Y | 176 | 0 |  |  | 176 | 0 | 0 | 32384 | 0 | 0 | 32384 | 32384 | 29
FRCC | 2002 | IMC Agrico (Polk Co) | FGT | FL | Med | CC |  | N | 400 | 0 |  |  | 0 | 400 | 0 | 0 | 72000 | 0 | 18000 | 0 | 420
ECAR | 2003 | Indeck - Niles |  | MI | Med | CC |  | N | 1100 | 1100 |  |  | 0 | 1100 | 0 | 0 | 198000 | 0 | 49500 | 0 | 552
NPCC | 2001 | Indeck - North Smithfield (Tusipani Water) |  | RI | Dead | CC |  | N | 0 | 0 |  |  | 0 | 0 | 0 | 0 | 0 | 0 | 0 | 0 | 302
NPCC | 2002 | Indeck - Yarmouth |  | ME | Low | CC |  | N | 500 | 500 |  |  | 0 | 0 | 500 | 0 | 0 | 90000 | 0 | 0 | 498
MAIN | 2000 | Indeck Energy - Buffalo Grove (Libertyville) |  | IL | Med | CT | December | N | 300 | 300 |  |  | 0 | 300 | 0 | 0 | 55200 | 0 | 13800 | 13800 | 104
MAIN | 2000 | Indeck Energy - McHenry County (DuPage Airport) |  | IL | Low | CT | June | N | 300 | 300 |  |  | 0 | 0 | 300 | 0 | 0 | 55200 | 0 | 0 | 103
ECAR | 2000 | Indianapolis Power & Light - Gerogetown |  | IN | High | CT | June | Y | 72.5 | 72.5 |  |  | 72.5 | 0 | 0 | 13340 | 0 | 0 | 13340 | 13340 | 220
SPP | 2000 | Iola, City of |  | KS | High | CT | June | Y | 4.9 | 4.9 | 0 |  | 4.9 | 0 | 0 | 901.6 | 0 | 0 | 901.6 | 901.6 | 696
ECAR | 2000 | IP&L/DTE - Pike Township (Georgetown) | PEPL | IN | High | CT | June | N | 240 | 160 |  |  | 240 | 0 | 0 | 44160 | 0 | 0 | 44160 | 44160 | 130
FRCC | 2003 | IPS/Avon Park - De Soto Co. | FGT **** | FL | Med | CT |  | N | 340 | 340 |  |  | 0 | 340 | 0 | 0 | 62560 | 0 | 15640 | 15640 | 669
FRCC | 2002 | IPS/Avon Park - Hardee County | FGT **** | FL | Med | 1 | July | N | 680 | 680 |  |  | 0 | 680 | 0 | 0 | 125120 | 0 | 31280 | 31280 | 421
FRCC | 2004 | IPS/Avon Park - Pasco Co |  | FL | Low | CT |  | N | 340 | 340 |  |  | 0 | 0 | 340 | 0 | 0 | 62560 | 0 | 0 | 676
WSCC | 2003 | IPT/Power Dev - Gila Bend |  | AZ | Med | CC | November | N | 750 | 750 |  |  | 0 | 750 | 0 | 0 | 135000 | 0 | 33750 | 0 | 616
WSCCC | 2000 | Island Cogeneration |  | BC | High | CC | June | N | 240 | 240 |  |  | 240 | 0 | 0 | 43200 | 0 | 0 | 43200 | 0 | 194
NPCCC | 2003 | JD Irving Oil - New Brunswick | MNE | NB | High | CC |  | N | 95 | 95 | 0 |  | 95 | 0 | 0 | 17100 | 0 | 0 | 17100 | 0 | 743
FRCC | 1999 | JEA - Brady Branch I | FGT | FL | High | CC | Sept | N | 177 | 0 |  |  | 177 | 0 | 0 | 31860 | 0 | 0 | 31860 | 0 | 74
FRCC | 2001 | JEA - Brandy Branch | FGT +++ | FL | Med | CT | 1Q & 4Q | N | 450 | 230 |  |  | 0 | 450 | 0 | 0 | 82800 | 0 | 20700 | 20700 | 262
FRCC | 2000 | JEA - Kennedy | FGT +++ | FL | High | CT | June | Y | 165 | 0 |  |  | 165 | 0 | 0 | 30360 | 0 | 0 | 30360 | 30360 | 89
SPP | 2000 | KCP&L - Hawthorn |  | MO | High | CC | May | Y | 304 | 0 |  |  | 304 | 0 | 0 | 54720 | 0 | 0 | 54720 | 0 | 203
ECAR | 2000 | Kentucky Utilities - EW Brown |  | KY | High | CT | June | Y | 75 | 0 | 0 | 0 | 75 | 0 | 0 | 13800 | 0 | 0 | 13800 | 13800 | 684
ECAR | 1999 | Kentucky Utilities - EW Brown 6/7 | Tennessee | KY | High | CT | August | Y | 328 | 0 |  |  | 328 | 0 | 0 | 60352 | 0 | 0 | 60352 | 60352 | 51
ECAR | 2001 | Kentucky Utilities/LG&E - (Brown/Paddy's Run) |  | KY | High | CT |  | N | 284 | 0 |  |  | 284 | 0 | 0 | 52256 | 0 | 0 | 52256 | 52256 | 221
NPCC | 2002 | Keyspan - Melville (Suffolk Co) |  | NY | Med | CT | May | N | 79 | 79 |  |  | 0 | 79 | 0 | 0 | 14536 | 0 | 3634 | 3634 | 500
NPCC | 2002 | Keyspan - Ravenswood |  | NY | Low | Cogen |  | N | 250 | 250 |  |  | 0 | 0 | 250 | 0 | 0 | 39000 | 0 | 0 | 499
NPCC | 2003 | Keyspan - Ravenswood |  | NY | Low | Cogen |  | N | 250 | 250 |  |  | 0 | 0 | 250 | 0 | 0 | 39000 | 0 | 0 | 674
ECAR | 2002 | Kinder Morgan - Jackson |  | MI | High | CC | June |  | 550 | 550 |  |  | 550 | 0 | 0 | 99000 | 0 | 0 | 99000 | 0 | 717
ECAR | 2003 | Kinder Morgan - Jackson |  | MI | Med | CC |  | N | 550 | 550 |  |  | 0 | 550 | 0 | 0 | 99000 | 0 | 24750 | 0 | 553
SPP | 2004 | Kinder Morgan - Pittsburg |  | OK | Low | CC |  | N | 453 | 453 |  |  | 0 | 0 | 453 | 0 | 0 | 81540 | 0 | 0 | 679
SERC | 2002 | Kinder Morgan/SEI - Little Rock (Wrightsville) | NGPL | AR | Low | CT | April | N | 550 | 550 |  |  | 0 | 0 | 550 | 0 | 0 | 101200 | 0 | 0 | 466
MAIN | 2000 | KN Energy- Island Lake |  | IL | Dead | CC |  | N | 0 | 0 |  |  | 0 | 0 | 0 | 0 | 0 | 0 | 0 | 0 | 105
ERCOT | 2002 | KN Power - Dallas | NGPL | TX | Low | CC | June | N | 510 | 510 |  |  | 0 | 0 | 510 | 0 | 0 | 91800 | 0 | 0 | 407
SPP | 2000 | Koch-Sterlington |  | LA | High | CT | July | Y | 170 | 170 |  |  | 170 | 0 | 0 | 31280 | 0 | 0 | 31280 | 31280 | 201
FRCC | 2002 | KUA - Cane Island (Kissimmee) | FGT **** | FL | High | CC |  | N | 250 | 0 |  |  | 250 | 0 | 0 | 45000 | 0 | 0 | 45000 | 0 | 422
FRCC | 1999 | Lakeland - McIntosh I | FGT **** | FL | High | 1 | June | N | 245 | 0 |  |  | 245 | 0 | 0 | 45080 | 0 | 0 | 45080 | 45080 | 75
FRCC | 2002 | Lakeland - McIntosh II | FGT **** | FL | High | CC | June | N | 120 | 0 |  |  | 120 | 0 | 0 | 21600 | 0 | 0 | 21600 | 0 | 423
WSCC | 2002 | Las Vegas Cogen Expansion |  | NV | High | CC | June | N | 220 | 220 |  |  | 220 | 0 | 0 | 39600 | 0 | 0 | 39600 | 0 | 531
SERC | 2000 | LG&E - Clarke County | Transco Z4 | GA | Med | CT | June | N | 325 | 0 |  |  | 0 | 325 | 0 | 0 | 59800 | 0 | 14950 | 14950 | 175
SERC | 2001 | LG&E - Monroe, GA | Transco Z4 | GA | High | CT | June | N | 450 | 450 |  |  | 450 | 0 | 0 | 82800 | 0 | 0 | 82800 | 82800 | 337
SERC | 2003 | LG&E - Tiger Creek |  | GA | Med | CT |  | N | 850 | 850 | 0 |  | 0 | 850 | 0 | 0 | 156400 | 0 | 39100 | 39100 | 782
ERCOT | 2000 | LG&E /Columbia Electric - Gregory |  | TX | High | Cogen | July | N | 361 | 361 |  |  | 361 | 0 | 0 | 56316 | 0 | 0 | 56316 | 0 | 83
MAPP | 2003 | Lincoln Electric System |  | NE | Med | CC |  | N | 130 | 0 |  |  | 0 | 130 | 0 | 0 | 23400 | 0 | 5850 | 0 | 577
MAPP | 2004 | Lincoln Electric System |  | NE | Med | CT |  | N | 55 | 0 |  |  | 0 | 55 | 0 | 0 | 10120 | 0 | 2530 | 2530 | 646
ECAR | 2002 | LS Power - Columbus Station |  | IN | Med | CC |  | N | 825 | 825 |  |  | 0 | 825 | 0 | 0 | 148500 | 0 | 37125 | 0 | 403
FRCC | 2001 | LS Power - Hardee Co. | FGT +++ | FL | High | CT | October |  | 510 | 510 |  |  | 510 | 0 | 0 | 93840 | 0 | 0 | 93840 | 93840 | 477
MAIN | 2002 | LS Power - Kendall Co. (2001?) | NGPL | IL | High | CC | March | N | 1160 | 825 |  |  | 1160 | 0 | 0 | 208800 | 0 | 0 | 208800 | 0 | 476
SERC | 2000 | LS Power/Cogentrix - Batesville | ANR/Tenn/Trkl/Col Gulf | MS | High | CC | March | Y | 837 | 837 |  |  | 837 | 0 | 0 | 150660 | 0 | 0 | 150660 | 0 | 176
SPP | 1999 | LS Power/Golden Spread - Mustang Station | NNG | TX | High | CC | June | Y | 488 | 488 | 0 | F7FA | 488 | 0 | 0 | 87840 | 0 | 0 | 87840 | 0 | 713
MAIN | 2000 | Madison Gas & Electric/WPS - West Marinette | ANR | WI | High | CT | June | Y | 83 | 0 |  |  | 83 | 0 | 0 | 15272 | 0 | 0 | 15272 | 15272 | 113
MAIN | 1999 | Manitowoc Public Utilities - Custer |  | WI | High | CT | June | Y | 17 | 0 | 0 |  | 17 | 0 | 0 | 3128 | 0 | 0 | 3128 | 3128 | 698
MAIN | 2001 | Manitowoc Public Utilities - Shoto Energy |  | WI | Low | CT |  | N | 80 | 0 | 0 | GE PG65816 | 0 | 0 | 80 | 0 | 0 | 14720 | 0 | 0 | 780
ECAR | 2000 | Matrix Power - Worthington Plant |  | IN | High | CT | June | N | 180 | 180 |  |  | 180 | 0 | 0 | 33120 | 0 | 0 | 33120 | 33120 | 131
ECAR | 2000 | MCN Energy - Columbus |  | OH | Dead | CT | June | N | 0 | 0 |  |  | 0 | 0 | 0 | 0 | 0 | 0 | 0 | 0 | 132
SPP | 2002 | MEP (Calpine)/UtiliCorp - Pleasant Hill (Aries) | Williams | MO | High | CT | January |  | 600 | 600 |  |  | 600 | 0 | 0 | 110400 | 0 | 0 | 110400 | 110400 | 729
SPP | 2001 | MEP(Calpine)/UtiliCorp - Pleasant Hill (Aries) | Williams | MO | High | CT | June | N | 372 | 372 |  |  | 372 | 0 | 0 | 68448 | 0 | 0 | 68448 | 68448 | 348
SPP | 2002 | MEP(Calpine)/UtiliCorp - Pleasant Hill (Aries) | Williams | MO | High | CT | January |  | 600 | 600 |  |  | 600 | 0 | 0 | 110400 | 0 | 0 | 110400 | 110400 | 514
MAIN | 2003 | MidAm - Kaukauna (Outagamie Co) |  | WI | Med | CC |  | N | 600 | 600 |  |  | 0 | 600 | 0 | 0 | 108000 | 0 | 27000 | 0 | 672
WSCC | 2002 | Midway Sunset Cogen |  | CA | Low | Cogen |  | N | 500 | 500 |  |  | 0 | 0 | 500 | 0 | 0 | 78000 | 0 | 0 | 532
MAIN | 2004 | Midwest Power - Beloit |  | WI | Med | CT |  | N | 365 | 365 | 0 |  | 0 | 365 | 0 | 0 | 67160 | 0 | 16790 | 16790 | 746
MAIN | 2004 | Midwest Power - Muskego |  | WI | Low | CT |  | N | 300 | 300 | 0 |  | 0 | 0 | 300 | 0 | 0 | 55200 | 0 | 0 | 750
MAIN | 2004 | Midwest Power - New Berlin |  | WI | Low | CT |  | N | 375 | 375 | 0 |  | 0 | 0 | 375 | 0 | 0 | 69000 | 0 | 0 | 751
MAPP | 2004 | Midwest Power - Osceola |  | WI | Low | CT |  | N | 365 | 365 | 0 |  | 0 | 0 | 365 | 0 | 0 | 67160 | 0 | 0 | 752
MAPP | 2001 | Minnesota Power - Potlatch Cloquet | NNG | MN | High | CT |  | N | 24 | 24 |  |  | 24 | 0 | 0 | 4416 | 0 | 0 | 4416 | 4416 | 268
MAPP | 2002 | Minnesota Power - Superior |  | WI | Med | CT |  | N | 90 | 0 |  |  | 0 | 90 | 0 | 0 | 16560 | 0 | 4140 | 4140 | 433
SERC | 2001 | Mississippi Power - Victor Daniel | Destin | MS | High | CC | January | N | 1000 | 1000 |  |  | 1000 | 0 | 0 | 180000 | 0 | 0 | 180000 | 0 | 338
ERCOT | 2004 | Mobil Beaumont Expansion | HPL | TX | Med | CC |  | N | 740 | 740 |  |  | 0 | 740 | 0 | 0 | 133200 | 0 | 33300 | 0 | 637
ERCOT | 2002 | Monterrey III | Export | TX | Med | CC | April | N | 450 | 0 |  |  | 0 | 450 | 0 | 0 | 81000 | 0 | 20250 | 0 | 408
SERC | 2000 | Morgan Stanley - Decatur |  | GA | Med | CT |  | N | 80 | 80 |  |  | 0 | 80 | 0 | 0 | 14720 | 0 | 3680 | 3680 | 177
SERC | 1999 | Morgan Stanley - Lee County | SoNat | GA | High | CC |  | N | 100 | 100 |  |  | 100 | 0 | 0 | 18000 | 0 | 0 | 18000 | 0 | 69
WSCC | 2002 | Morley Comp - Campstool | CIG | WY | Low | CC |  | N | 500 | 500 |  |  | 0 | 0 | 500 | 0 | 0 | 90000 | 0 | 0 | 533
PJM | 2000 | Motiva - Delaware City |  | DE | High | CT | May | Y | 156.4 | 156.4 |  |  | 156.4 | 0 | 0 | 28777.6 | 0 | 0 | 28777.6 | 28777.6 | 95
WSCC | 2004 | Mountainview Power Co (San Bernardino) |  | CA | Med | CC |  | N | 1100 | 1100 |  |  | 0 | 1100 | 0 | 0 | 198000 | 0 | 49500 | 0 | 656
WSCC | 2002 | Naco-Nogales/Grupo Mexico | El Paso | AZ | Med | CC | March | N | 350 | 0 |  |  | 0 | 350 | 0 | 0 | 63000 | 0 | 15750 | 0 | 534
SERC | 2002 | Nation Energy - Chalmette (to 2002) |  | LA | Med | Cogen |  | N | 110 | 110 |  |  | 0 | 110 | 0 | 0 | 17160 | 0 | 4290 | 0 | 467
ECAR | 2002 | National Power Coop - Van Wert Co |  | OH | Low | CT |  | N | 510 | 510 |  |  | 0 | 0 | 510 | 0 | 0 | 93840 | 0 | 0 | 400
WSCC | 2002 | NESCO - Goldendale |  | WA | Med | CC | October | N | 248 | 0 |  |  | 0 | 248 | 0 | 0 | 44640 | 0 | 11160 | 0 | 543
NPCCC | 2001 | New Bunswick Power - Bayside Conv (Courtney Bay) | MNE | NB | High | CC |  | N | 265 | 265 |  |  | 265 | 0 | 0 | 47700 | 0 | 0 | 47700 | 0 | 303
NPCCC | 2002 | New Bunswick Power - Bayside Conv (Courtney Bay) | MNE | NB | High | CC | June | N | 260 | 260 |  |  | 260 | 0 | 0 | 46800 | 0 | 0 | 46800 | 0 | 501
WSCC | 2004 | Newport Northwest - Wallula Power |  | WA | Low | CC |  | N | 1300 | 1300 |  |  | 0 | 0 | 1300 | 0 | 0 | 234000 | 0 | 0 | 658
NPCC | 2002 | NIMO - Bethlehem Energy Center |  | NY | Low | 1 | September | N | 750 | 750 |  |  | 0 | 0 | 750 | 0 | 0 | 138000 | 0 | 0 | 502
ECAR | 2001 | NiSource - Whiting (BP Amoco Refining) |  | IN | High | Cogen |  | N | 525 | 425 |  |  | 525 | 0 | 0 | 81900 | 0 | 0 | 81900 | 0 | 222
WSCC | 2001 | North American Power - DIA |  | CO | Low | CT |  | N | 150 | 150 |  |  | 0 | 0 | 150 | 0 | 0 | 27600 | 0 | 0 | 373
WSCC | 2004 | Northeast Energy Sys (NESCO) - Goldendale |  | WA | Low | CT |  | Y | 248 | 248 |  |  | 0 | 0 | 248 | 0 | 0 | 45632 | 0 | 0 | 659
MAPP | 2001 | Northern Alternative - Green-Blended Energy |  | MN | High | CT |  | N | 300 | 300 |  |  | 300 | 0 | 0 | 55200 | 0 | 0 | 55200 | 55200 | 269
NPCCC | 2001 | Northland Power |  | ON | Low | Cogen |  | N | 250 | 250 |  |  | 0 | 0 | 250 | 0 | 0 | 39000 | 0 | 0 | 304
SERC | 2003 | NRG - Big Cajun I |  | LA | Med | CT |  | N | 240 | 240 | 0 |  | 0 | 240 | 0 | 0 | 44160 | 0 | 11040 | 11040 | 769
SERC | 2000 | NRG - Sterlington |  | LA | High | CT | June | N | 132 | 132 | 0 | 0 | 132 | 0 | 0 | 24288 | 0 | 0 | 24288 | 24288 | 682
SERC | 2001 | NRG - Sterlington |  | LA | High | CT |  |  | 67 | 67 |  |  | 67 | 0 | 0 | 12328 | 0 | 0 | 12328 | 12328 | 285
MAIN | 2000 | NRG/Dynegy - East Dundee(Rocky Road II) | NiGas | IL | High | CT | July | Y | 100 | 100 |  |  | 100 | 0 | 0 | 18400 | 0 | 0 | 18400 | 18400 | 106
MAIN | 1999 | NRG/Dynegy - East Dundee(Rocky Road) | NiGas | IL | High | CT | July | N | 250 | 250 |  |  | 250 | 0 | 0 | 46000 | 0 | 0 | 46000 | 46000 | 28
MAPP | 2002 | NSP MN - Black Dog (coal conv) |  | MN | Med | CC |  | N | 290 | 0 |  |  | 0 | 290 | 0 | 0 | 52200 | 0 | 13050 | 0 | 431
MAPP | 2000 | NSP MN - Black Dog (coal conv) Phane II (2002) |  | MN | Low | 1 |  | N | 0 | 0 |  |  | 0 | 0 | 0 | 0 | 0 | 0 | 0 | 0 | 117
NPCC | 2001 | NYPA - 23rd Street Brooklyn | Transco | NY | High | CT | June | N | 79.9 | 79.9 | 0 | LM 6000 | 79.9 | 0 | 0 | 14701.6 | 0 | 0 | 14701.6 | 14701.6 | 766
NPCC | 2001 | NYPA - Harlem Rail | Transco | NY | Med | CT | June | N | 79.9 | 79.9 | 0 | LM 6000 | 0 | 79.9 | 0 | 0 | 14701.6 | 0 | 3675.4 | 3675.4 | 772
NPCC | 2001 | NYPA - Hell Gate | Transco | NY | High | CT | June | N | 79.9 | 79.9 | 0 | LM 6000 | 79.9 | 0 | 0 | 14701.6 | 0 | 0 | 14701.6 | 14701.6 | 773
NPCC | 2001 | NYPA - Pilgrim State Hospital | Transco | NY | High | CT | June | N | 44 | 44 | 0 | LM 6000 | 44 | 0 | 0 | 8096 | 0 | 0 | 8096 | 8096 | 777
NPCC | 2002 | NYPA - Poletti Expansion | Transco | NY | Low | CC |  | N | 500 | 0 |  |  | 0 | 0 | 500 | 0 | 0 | 90000 | 0 | 0 | 503
NPCC | 2001 | NYPA - Vernon Blvd. | Transco | NY | High | CT | June | N | 79.9 | 79.9 | 0 | LM 6000 | 79.9 | 0 | 0 | 14701.6 | 0 | 0 | 14701.6 | 14701.6 | 783
NPCC | 2001 | NYPA - Virginia Ave. | Transco | NY | High | CT | June | N | 44 | 44 | 0 | LM 6000 | 44 | 0 | 0 | 8096 | 0 | 0 | 8096 | 8096 | 784
SERC | 1999 | OG&E - Magee | Destin | MS | High | CT | June | N | 100 | 100 |  |  | 100 | 0 | 0 | 18400 | 0 | 0 | 18400 | 18400 | 70
SPP | 2000 | OG&E - Mustang & Horseshoe |  | OK | High | CT | May | N | 210 | 0 |  |  | 210 | 0 | 0 | 38640 | 0 | 0 | 38640 | 38640 | 202
ECAR | 2002 | Ogden Energy - Indianapolis |  | IN | Low | CT |  |  | 250 | 250 |  |  | 0 | 0 | 250 | 0 | 0 | 46000 | 0 | 0 | 718
WSCC | 2002 | Ogden Pacific - Three Mountain | PG&E | CA | Low | CC |  | N | 500 | 500 |  |  | 0 | 0 | 500 | 0 | 0 | 90000 | 0 | 0 | 535
SERC | 2000 | Oglethorpe - Polk County |  | GA | High | CT | June | Y | 500 | 0 |  |  | 500 | 0 | 0 | 92000 | 0 | 0 | 92000 | 92000 | 178
SERC | 2003 | Oglethorpe - Talbot Co |  | GA | Med | CT | June |  | 218 | 0 | 0 |  | 0 | 218 | 0 | 0 | 40112 | 0 | 10028 | 10028 | 706
SERC | 2002 | Oglethorpe - Talbot Co. |  | GA | Med | CT | June |  | 434 | 0 |  |  | 0 | 434 | 0 | 0 | 79856 | 0 | 19964 | 19964 | 723
SERC | 2003 | Oglethorpe - Wansley |  | GA | Med | CC | January | N | 520 | 520 | 0 |  | 0 | 520 | 0 | 0 | 93600 | 0 | 23400 | 0 | 785
PJM | 2002 | Old Dominion - Armstrong (Cecil Co) | CNG | MD | Med | CC |  | N | 1020 | 1020 |  |  | 0 | 1020 | 0 | 0 | 183600 | 0 | 45900 | 0 | 438
PJM | 2001 | Old Dominion (old AES) - Ironwood | TETCO | PA | High | CC | July | N | 720 | 200 |  |  | 720 | 0 | 0 | 129600 | 0 | 0 | 129600 | 0 | 271
SERC | 2002 | Old Dominion CO-OP (Boswells Tavern) |  | VA | Med | CT |  | N | 570 | 0 |  |  | 0 | 570 | 0 | 0 | 104880 | 0 | 26220 | 26220 | 468
SERC | 2000 | Old Dominion CO-OP (Remington) |  | VA | Low | 1 |  | N | 0 | 0 |  |  | 0 | 0 | 0 | 0 | 0 | 0 | 0 | 0 | 179
SERC | 1999 | Olgethrope Power - Smarr Energy |  | AL | High | CT | June | Y | 217.4 | 0 |  |  | 217.4 | 0 | 0 | 40001.6 | 0 | 0 | 40001.6 | 40001.6 | 63
SPP | 2002 | OMPA - Ponca City Reporter |  | OK | Med | CT |  | N | 39 | 0 |  |  | 0 | 39 | 0 | 0 | 7176 | 0 | 1794 | 1794 | 515
SPP | 2001 | ONEOK - West Edmond (Logan Co) |  | OK | Med | CT | June | N | 300 | 225 |  |  | 0 | 300 | 0 | 0 | 55200 | 0 | 13800 | 13800 | 350
MAPP | 2000 | OPPD - Omaha | NNG | NE | High | CT | June | N | 96 | 0 |  |  | 96 | 0 | 0 | 17664 | 0 | 0 | 17664 | 17664 | 118
MAPP | 2002 | OPPD - Omaha |  | NE | Low | CC |  | N | 175 | 0 |  |  | 0 | 0 | 175 | 0 | 0 | 31500 | 0 | 0 | 430
NPCC | 2004 | Orion - Astoria (ConEd repower) |  | NY | Med | CC |  |  | 750 | 750 |  |  | 0 | 750 | 0 | 0 | 135000 | 0 | 33750 | 0 | 737
PJM | 2003 | Orion (formerly Columbia Electric) - Kelson Ridge | Columbia Gas | MD | Med | CC | January | N | 1650 | 1650 |  |  | 0 | 1650 | 0 | 0 | 297000 | 0 | 74250 | 0 | 580
NPCC | 1999 | Orion Power Holding(Goldman Sachs & Constellation) |  | NY | High | Cogen |  | N | 105 | 105 |  |  | 105 | 0 | 0 | 16380 | 0 | 0 | 16380 | 0 | 56
NPCC | 2001 | Orrington Gen Ptnrs - Orrington |  | ME | Dead | 1 | July | N | 0 | 0 |  |  | 0 | 0 | 0 | 0 | 0 | 0 | 0 | 0 | 305
SERC | 2004 | Oxy - Convent Plant |  | LA | Low | CC |  | N | 835 | 835 |  |  | 0 | 0 | 835 | 0 | 0 | 150300 | 0 | 0 | 652
ERCOT | 1999 | Oxy/Conoco - Ingleside |  | TX | High | Cogen | October | Y | 465.4 | 205 |  |  | 465.4 | 0 | 0 | 72602.4 | 0 | 0 | 72602.4 | 0 | 18
WSCC | 2001 | PacifiCorp - Klamath Falls | PGT | OR | High | CC | July | N | 464 | 313 |  |  | 464 | 0 | 0 | 83520 | 0 | 0 | 83520 | 0 | 374
WSCCC | 2001 | PanCanadian - Cavilier (Southmore) |  | AB | Med | 1 |  | N | 106 | 106 |  |  | 0 | 106 | 0 | 0 | 19504 | 0 | 4876 | 4876 | 385
WSCCC | 2001 | PanCanadian/CanOxy - Balzac |  | AB | Med | 1 |  | N | 106 | 106 |  |  | 0 | 106 | 0 | 0 | 19504 | 0 | 4876 | 4876 | 386
ECAR | 2004 | Panda - Cullonden (Campbell Co) |  | WV | Low | CC |  | N | 1000 | 1000 |  |  | 0 | 0 | 1000 | 0 | 0 | 180000 | 0 | 0 | 628
MAIN | 2002 | Panda - Jefferson Co |  | IL | Low | CC |  |  | 1070 | 1070 |  |  | 0 | 0 | 1070 | 0 | 0 | 192600 | 0 | 0 | 725
FRCC | 2003 | Panda - Leesburg |  | FL | High | CC | May | N | 1000 | 0 |  |  | 1000 | 0 | 0 | 180000 | 0 | 0 | 180000 | 0 | 572
FRCC | 2002 | Panda - Leesburgh | FGT +++ | FL | Low | CC |  | N | 1000 | 1000 |  |  | 0 | 0 | 1000 | 0 | 0 | 180000 | 0 | 0 | 424
FRCC | 2003 | Panda - Midway Power (St. Lucie) |  | FL | Med | CC | May | N | 1000 | 0 |  |  | 0 | 1000 | 0 | 0 | 180000 | 0 | 45000 | 0 | 573
MAIN | 2003 | Panda - Montgomery Co (New Florence) | PEPL | MO | Med | CC | Late | N | 1000 | 1000 |  |  | 0 | 1000 | 0 | 0 | 180000 | 0 | 45000 | 0 | 593
ECAR | 2003 | Panda - Mount Vernon |  | IN | Med | CC |  |  | 1070 | 1070 | 0 |  | 0 | 1070 | 0 | 0 | 192600 | 0 | 48150 | 0 | 705
MAIN | 2003 | Panda - New Florence |  | MO | Med | CC |  | N | 1170 | 1170 | 0 |  | 0 | 1170 | 0 | 0 | 210600 | 0 | 52650 | 0 | 762
ECAR | 2004 | Panda - Tallmadge Power (Kent Co) | ANR | MI | Med | CC |  | N | 1000 | 1000 |  |  | 0 | 1000 | 0 | 0 | 180000 | 0 | 45000 | 0 | 631
ERCOT | 2001 | Panda - Taylor Creek (Wichita Falls) |  | TX | Med | Cogen | Summer | N | 1000 | 1000 |  |  | 0 | 1000 | 0 | 0 | 156000 | 0 | 39000 | 0 | 247
SERC | 2003 | Panda - Union County (El Dorado) 2002?? | Panda Int PL fed by Tennessee/Gulf States PL | AR | Med | CC | March | N | 2720 | 2720 |  |  | 0 | 2720 | 0 | 0 | 489600 | 0 | 122400 | 0 | 587
PJM | 2002 | Panda - Upper Hanover (Perkiomen) |  | PA | Med | CC |  | N | 1000 | 1000 |  |  | 0 | 1000 | 0 | 0 | 180000 | 0 | 45000 | 0 | 439
WSCC | 2001 | Panda Energy - Gila River I | El Paso | AZ | Med | CT |  | N | 1000 | 1000 |  |  | 0 | 1000 | 0 | 0 | 184000 | 0 | 46000 | 46000 | 375
WSCC | 2002 | Panda Energy - Gila River II (CC Conv) | El Paso | AZ | Med | CC |  | N | 1000 | 1000 |  |  | 0 | 1000 | 0 | 0 | 180000 | 0 | 45000 | 0 | 536
ERCOT | 2001 | Panda/PSEG - Ector County (Odessa) | El Paso | TX | High | CC | June | N | 1000 | 1000 |  |  | 1000 | 0 | 0 | 180000 | 0 | 0 | 180000 | 0 | 248
ERCOT | 2001 | Panda/PSEG - Marion (Guadalupe Power) |  | TX | High | CC | January | N | 1000 | 1000 |  |  | 1000 | 0 | 0 | 180000 | 0 | 0 | 180000 | 0 | 249
NPCC | 2001 | Patriot Power - Holyoke (Duke) |  | MA | Low | 1 |  | N | 300 | 300 |  |  | 0 | 0 | 300 | 0 | 0 | 55200 | 0 | 0 | 306
WSCCC | 2001 | PC - Mckay River |  | AB | Med | CC |  | N | 166 | 156 |  |  | 0 | 166 | 0 | 0 | 29880 | 0 | 7470 | 0 | 376
NPCC | 2000 | PDC - Berkshire (Agawam) | Tenn | MA | High | CC | July | Y | 272 | 272 |  |  | 272 | 0 | 0 | 48960 | 0 | 0 | 48960 | 0 | 156
NPCC | 2001 | PDC - Milford | Tenn/Iroq | CT | High | CC | February | N | 544 | 544 |  |  | 544 | 0 | 0 | 97920 | 0 | 0 | 97920 | 0 | 308
NPCC | 2001 | PDC - Westfield (Summit Power) site problems |  | MA | Low | CC | March | N | 276 | 276 |  |  | 0 | 0 | 276 | 0 | 0 | 49680 | 0 | 0 | 307
NPCC | 2001 | PDC/El Paso - Meriden-Berlin | Tenn/Algon | CT | Med | CC | 3Q | N | 544 | 544 |  |  | 0 | 544 | 0 | 0 | 97920 | 0 | 24480 | 0 | 309
PJM | 2001 | PEI/Cayuga - Scranton |  | PA | Med | CT | July | N | 45 | 45 |  |  | 0 | 45 | 0 | 0 | 8280 | 0 | 2070 | 2070 | 663
MAIN | 1999 | Peoples/Dominion - Elwood | PGLC/NBPL | IL | High | CT | June | N | 600 | 600 |  |  | 600 | 0 | 0 | 110400 | 0 | 0 | 110400 | 110400 | 30
MAIN | 2001 | Peoples/Dominion - Elwood II | PGLC/NBPL | IL | High | CT | June | N | 600 | 600 |  |  | 600 | 0 | 0 | 110400 | 0 | 0 | 110400 | 110400 | 286
NPCC | 2003 | PG&E - Athens (no pl cap) | Iroquois | NY | High | CC | 1Q | N | 1080 | 1080 |  |  | 1080 | 0 | 0 | 194400 | 0 | 0 | 194400 | 0 | 604
SERC | 2001 | PG&E - Ballard |  | KY | Med | CT | June | N | 180 | 180 | 0 |  | 0 | 180 | 0 | 0 | 33120 | 0 | 8280 | 8280 | 768
MAIN | 2002 | PG&E - Bedger Generating |  | WI | Med | CC |  | N | 1000 | 1000 |  |  | 0 | 1000 | 0 | 0 | 180000 | 0 | 45000 | 0 | 482
ECAR | 2000 | PG&E - Bowling Green |  | OH | High | CT | August | Y | 16.5 | 16.5 |  |  | 16.5 | 0 | 0 | 3036 | 0 | 0 | 3036 | 3036 | 136
ECAR | 2000 | PG&E - Canton |  | OH | Med | CT | July | N | 50 | 50 |  |  | 0 | 50 | 0 | 0 | 9200 | 0 | 2300 | 2300 | 133
ECAR | 2003 | PG&E - Covert |  | MI | Low | CC | January | N | 1000 | 1000 |  |  | 0 | 0 | 1000 | 0 | 0 | 180000 | 0 | 0 | 549
ECAR | 2000 | PG&E - Galion |  | OH | Med | CT | July | N | 50 | 50 |  |  | 0 | 50 | 0 | 0 | 9200 | 0 | 2300 | 2300 | 134
WSCC | 2003 | PG&E - Harzuahala Velley |  | AZ | High | CC | January | N | 1000 | 1000 |  |  | 1000 | 0 | 0 | 180000 | 0 | 0 | 180000 | 0 | 617
WSCC | 2001 | PG&E - Kern County/La Paloma (2002?) | Kern/Mojave | CA | High | CC | September | N | 1048 | 1048 |  |  | 1048 | 0 | 0 | 188640 | 0 | 0 | 188640 | 0 | 377
NPCC | 2001 | PG&E - Killingly (LakeRoad Gen) | Algon | CT | High | CC | June | N | 810 | 810 |  |  | 810 | 0 | 0 | 145800 | 0 | 0 | 145800 | 0 | 321
PJM | 2002 | PG&E - Linden (Liberty Project) |  | NJ | High | CC |  | N | 1100 | 1100 |  |  | 1100 | 0 | 0 | 198000 | 0 | 0 | 198000 | 0 | 440
WSCC | 2004 | PG&E - Meadow Valley Gen |  | NV | Med | CC |  |  | 1000 | 1000 |  |  | 0 | 1000 | 0 | 0 | 180000 | 0 | 45000 | 0 | 741
SERC | 2001 | PG&E - Metcalf |  | KY | Med | CT | June | N | 180 | 180 | 0 |  | 0 | 180 | 0 | 0 | 33120 | 0 | 8280 | 8280 | 775
ECAR | 2000 | PG&E - Napoleon |  | OH | Med | CT | July | N | 50 | 50 |  |  | 0 | 50 | 0 | 0 | 9200 | 0 | 2300 | 2300 | 135
FRCC | 2003 | PG&E - Okeechobee Co | FGT **** | FL | Med | CC |  | N | 550 | 550 |  |  | 0 | 550 | 0 | 0 | 99000 | 0 | 24750 | 0 | 574
MAIN | 2003 | PG&E - Pleasant Prairie |  | WI | Med | CC |  |  | 1050 | 1050 |  |  | 0 | 1050 | 0 | 0 | 189000 | 0 | 47250 | 0 | 711
WSCC | 2001 | PG&E - San Diego |  | CA | High | CT | June |  | 49 | 0 |  |  | 49 | 0 | 0 | 9016 | 0 | 0 | 9016 | 9016 | 719
NPCC | 2001 | PG&E - Somerset (Brayton Point) | Algon | MA | Med | CC |  | N | 477 | 477 |  |  | 0 | 477 | 0 | 0 | 85860 | 0 | 21465 | 0 | 320
WSCC | 2003 | PG&E - Umatilla Co. (Hermiston) | PGT | OR | Low | CC |  | N | 550 | 550 |  |  | 0 | 0 | 550 | 0 | 0 | 99000 | 0 | 0 | 621
PJM | 2002 | PG&E -West Deptford (Mantua Creek) |  | NJ | Med | CC |  | N | 800 | 800 |  |  | 0 | 800 | 0 | 0 | 144000 | 0 | 36000 | 0 | 441
NPCC | 2000 | PG&E(US Gen) - Charlton (Millennium) | Tenn | MA | High | CC | April | Y | 316.4 | 316.4 |  |  | 316.4 | 0 | 0 | 56952 | 0 | 0 | 56952 | 0 | 157
SERC | 2000 | PG&E(US Gen) - Georgia |  | GA | Low | 1 |  | N | 440 | 440 |  |  | 0 | 0 | 440 | 0 | 0 | 80960 | 0 | 0 | 180
ERCOT | 2000 | PG&E(USGen)/UDS - Three Rivers |  | TX | Dead | Cogen |  | N | 0 | 0 |  |  | 0 | 0 | 0 | 0 | 0 | 0 | 0 | 0 | 84
WSCC | 2003 | Pinnacle - Red Hawk |  | AZ | Med | CC |  | N | 530 | 530 |  |  | 0 | 530 | 0 | 0 | 95400 | 0 | 23850 | 0 | 620
WSCC | 2004 | Pinnacle - Red Hawk |  | AZ | Med | CC |  | Y | 530 | 530 |  |  | 0 | 530 | 0 | 0 | 95400 | 0 | 23850 | 0 | 655
WSCC | 2003 | Pinnacle West - Harry Allen Power Stn |  | NV | Med | CC |  | N | 500 | 500 | 0 |  | 0 | 500 | 0 | 0 | 90000 | 0 | 22500 | 0 | 745
FRCC | 2001 | Polskly - Sterling Chemical (Skygen) | Koch Gateway | FL | Med + | Cogen |  | N | 250 | -56 |  |  | 0 | 250 | 0 | 0 | 39000 | 0 | 9750 | 0 | 263
NPCC | 1999 | Polsky/UI - Jay (Androscoggin) | PNGTS | ME | High | Cogen | December | Y | 165 | 165 |  |  | 165 | 0 | 0 | 25740 | 0 | 0 | 25740 | 0 | 58
NPCC | 2000 | Polsky/UI - Jay (Androscoggin) | PNGTS | ME | High | CT | June | N | 55 | 55 |  |  | 55 | 0 | 0 | 10120 | 0 | 0 | 10120 | 10120 | 158
WSCC | 2002 | Potlatch - Lewiston | NWPL | ID | Low | CC |  | N | 126 | 126 |  |  | 0 | 0 | 126 | 0 | 0 | 22680 | 0 | 0 | 537
MAIN | 2001 | Power Energy Partners (Crete Energy) |  | IL | Low | CT |  |  | 390 | 390 | 0 |  | 0 | 0 | 390 | 0 | 0 | 71760 | 0 | 0 | 702
SPP | 2002 | Power Resource (Kiowa) - McAlister (Kiamichi) |  | OK | Low | CC |  | N | 1200 | 1200 |  |  | 0 | 0 | 1200 | 0 | 0 | 216000 | 0 | 0 | 517
PJM | 2002 | PP&L - Eden | Transco | PA | High | CT |  | N | 90 | 90 |  |  | 90 | 0 | 0 | 16560 | 0 | 0 | 16560 | 16560 | 447
PJM | 2002 | PP&L - Hatfield | TETCO | PA | High | CT |  | N | 90 | 90 |  |  | 90 | 0 | 0 | 16560 | 0 | 0 | 16560 | 16560 | 444
WSCC | 2002 | PP&L - Sundance (Pinal Co) |  | AZ | Med | CT | June | N | 600 | 600 | 0 |  | 0 | 600 | 0 | 0 | 110400 | 0 | 27600 | 27600 | 786
PJM | 2002 | PP&L - Upper Hanover | TETCO | PA | High | CT |  | N | 90 | 90 |  |  | 90 | 0 | 0 | 16560 | 0 | 0 | 16560 | 16560 | 443
PJM | 2002 | PP&L - West Earl Township | Columbia Gas | PA | High | CT |  | N | 450 | 450 |  |  | 450 | 0 | 0 | 82800 | 0 | 0 | 82800 | 82800 | 445
PJM | 2002 | PP&L - West Hempfield | TETCO | PA | High | CT |  | N | 180 | 180 |  |  | 180 | 0 | 0 | 33120 | 0 | 0 | 33120 | 33120 | 446
PJM | 2002 | PP&L Global - Martins Creek (N End) |  | PA | Med | CC |  | N | 600 | 600 |  |  | 0 | 600 | 0 | 0 | 108000 | 0 | 27000 | 0 | 442
PJM | 1999 | PP&L Global - Martins Creek (to 2002) |  | PA | Low | CC |  | N | 0 | 0 |  |  | 0 | 0 | 0 | 0 | 0 | 0 | 0 | 0 | 52
WSCC | 2004 | PP&L Global (Formerly Northwest Power Enterprise) - Starbuck |  | WA | Low | CT |  | Y | 1100 | 1100 |  |  | 0 | 0 | 1100 | 0 | 0 | 202400 | 0 | 0 | 660
WSCC | 2001 | PP&L/Duke - Kingman (Griffith) | El Paso/TW | AZ | High | Cogen | July | N | 520 | 390 |  |  | 520 | 0 | 0 | 81120 | 0 | 0 | 81120 | 0 | 378
NPCC | 2001 | PP&L/Stone & Webster - Wallingford |  | CT | High | CC |  | N | 250 | 250 |  |  | 250 | 0 | 0 | 45000 | 0 | 0 | 45000 | 0 | 605
NPCC | 2002 | PPL Global - Smithtown (Long Island) |  | NY | Low | 1 | June | N | 600 | 600 |  |  | 0 | 0 | 600 | 0 | 0 | 110400 | 0 | 0 | 504
ECAR | 2001 | Primary Energy - Indiana Harbor (LTV) |  | IN | High | Cogen | September | N | 50 | 50 |  |  | 50 | 0 | 0 | 7800 | 0 | 0 | 7800 | 0 | 224
WSCC | 2000 | PSCO - Arapahoe/Valmont | CIG/PSCO | CO | High | CT | June | Y | 126 | 0 |  |  | 126 | 0 | 0 | 23184 | 0 | 0 | 23184 | 23184 | 195
WSCC | 2001 | PSCO - Fort St. Vrain |  | CO | Low | CC | May | N | 214 | 0 |  |  | 0 | 0 | 214 | 0 | 0 | 38520 | 0 | 0 | 379
WSCC | 1999 | PSCO - Fort St. Vrain #3 | CIG | CO | High | CC | January | Y | 241 | 0 |  |  | 241 | 0 | 0 | 43380 | 0 | 0 | 43380 | 0 | 11
WSCC | 1999 | PSCO - Valmont | CIG | CO | High | CT | October | N | 40 | 0 |  |  | 40 | 0 | 0 | 7360 | 0 | 0 | 7360 | 7360 | 10
NPCC | 2003 | PSE&G - Linden | PSE&G | NJ | Low | CC |  |  | 1186 | 0 |  |  | 0 | 0 | 1186 | 0 | 0 | 213480 | 0 | 0 | 712
PJM | 2000 | PSEG - Burlington |  | NJ | High | CT | June | Y | 186 | 186 | 0 | 0 | 186 | 0 | 0 | 34224 | 0 | 0 | 34224 | 34224 | 685
PJM | 2003 | PSEG - Linden |  | NJ | Med | CC | May | N | 1186 | 1186 |  |  | 0 | 1186 | 0 | 0 | 213480 | 0 | 53370 | 0 | 579
ECAR | 2002 | PSEG - Waterford Township (Marietta) |  | OH | Med | CC | January | N | 850 | 850 |  |  | 0 | 850 | 0 | 0 | 153000 | 0 | 38250 | 0 | 401
ECAR | 2003 | PSEG Global - Lawrenceburg |  | IN | Med | CC |  | N | 1000 | 1000 |  |  | 0 | 1000 | 0 | 0 | 180000 | 0 | 45000 | 0 | 550
ECAR | 2001 | PSEG Global - Morristown |  | IN | Med | CT | June | N | 180 | 180 |  |  | 0 | 180 | 0 | 0 | 33120 | 0 | 8280 | 8280 | 225
MAIN | 2002 | PSEG Global - Sidney |  | IL | Med | CC |  | N | 500 | 500 |  |  | 0 | 500 | 0 | 0 | 90000 | 0 | 22500 | 0 | 481
PJM | 2002 | PSEG Power - Bergen Stn |  | PA | Med | CC |  | N | 500 | 500 |  |  | 0 | 500 | 0 | 0 | 90000 | 0 | 22500 | 0 | 448
ECAR | 2001 | Putnam Energy Center |  | IN | Med | CT | June | N | 500 | 500 | 0 | LM 6000 | 0 | 500 | 0 | 0 | 92000 | 0 | 23000 | 23000 | 778
WSCC | 2003 | Reliant - Apex |  | NV | Low | CC |  | N | 1400 | 1400 |  |  | 0 | 0 | 1400 | 0 | 0 | 252000 | 0 | 0 | 624
WSCC | 2003 | Reliant - Arrow Canyon |  | NV | Low | CC | June | N | 500 | 500 |  |  | 0 | 0 | 500 | 0 | 0 | 90000 | 0 | 0 | 625
MAIN | 2000 | Reliant - Carb Orchard |  | IL | High | CT | June | N | 328 | 328 |  |  | 328 | 0 | 0 | 60352 | 0 | 0 | 60352 | 60352 | 107
WSCC | 2001 | Reliant - Casa Grande (Desert Basin) | El Paso | AZ | High | CC | June | N | 500 | 500 |  |  | 500 | 0 | 0 | 90000 | 0 | 0 | 90000 | 0 | 380
MAIN | 2000 | Reliant - DuPage County |  | IL | High | CT | June | N | 270 | 270 |  |  | 270 | 0 | 0 | 49680 | 0 | 0 | 49680 | 49680 | 109
MAIN | 2001 | Reliant - DuPage County |  | IL | High | CT | June | N | 684 | 684 |  |  | 684 | 0 | 0 | 125856 | 0 | 0 | 125856 | 125856 | 289
ERCOT | 2001 | Reliant - Equistar Chemical |  | TX | High | Cogen | November | N | 750 | 450 |  |  | 750 | 0 | 0 | 117000 | 0 | 0 | 117000 | 0 | 250
NPCC | 2001 | Reliant - Johnston |  | RI | Med | CC | April | N | 500 | 500 |  |  | 0 | 500 | 0 | 0 | 90000 | 0 | 22500 | 0 | 300
MAIN | 2001 | Reliant - McHenry County (Woodstock) |  | IL | Low | CT |  | N | 500 | 500 |  |  | 0 | 0 | 500 | 0 | 0 | 92000 | 0 | 0 | 287
FRCC | 2001 | Reliant - Orlando (Seminole EC) | FGT | FL | Med | CT | December | N | 460 | 300 |  |  | 0 | 460 | 0 | 0 | 84640 | 0 | 21160 | 21160 | 265
MAIN | 2001 | Reliant - Roxana (Cardinal) |  | IL | High | CC | March | N | 634 | 500 |  |  | 634 | 0 | 0 | 114120 | 0 | 0 | 114120 | 0 | 288
SPP | 2001 | Reliant - Sabine Cogen |  | TX | Med | Cogen |  | N | 100 | 100 |  |  | 0 | 100 | 0 | 0 | 15600 | 0 | 3900 | 0 | 355
MAIN | 2000 | Reliant - Shelby County (Neoga) | Trunkline | IL | High | CT | June | Y | 225 | 225 |  |  | 225 | 0 | 0 | 41400 | 0 | 0 | 41400 | 41400 | 108
ERCOT | 2000 | Reliant/Air Liquide - Orange (Sabine) |  | TX | High | Cogen | January | Y | 88.5 | 48.5 |  |  | 88.5 | 0 | 0 | 13806 | 0 | 0 | 13806 | 0 | 17
NPCC | 1999 | RG&E - Allegany Cogen |  | NY | High | CT | June | Y | 109 | 0 |  |  | 109 | 0 | 0 | 20056 | 0 | 0 | 20056 | 20056 | 57
WSCC | 2002 | Rosarito | Socal | CA | Med | CC | August | N | 450 | 0 |  |  | 0 | 450 | 0 | 0 | 81000 | 0 | 20250 | 0 | 539
WSCC | 2002 | Salt River Project - Suntan (Maricopa Co) |  | AZ | Low | CT |  | N | 825 | 825 |  |  | 0 | 0 | 825 | 0 | 0 | 151800 | 0 | 0 | 540
ERCOT | 2000 | San Antonio Public Service (CPS Von Rosenburg) |  | TX | High | CC | June | Y | 511 | 0 |  |  | 511 | 0 | 0 | 91980 | 0 | 0 | 91980 | 0 | 85
SERC | 2004 | Santee Cooper - (Northern SC) | Transco | SC | Med | CC |  | N | 500 | 0 |  |  | 0 | 500 | 0 | 0 | 90000 | 0 | 22500 | 0 | 647
SERC | 2002 | Santee Cooper - Anderson Co (Rainey Plant) | Transco Z4 | SC | High | CC | January | N | 650 | 0 |  |  | 650 | 0 | 0 | 117000 | 0 | 0 | 117000 | 0 | 469
SERC | 2002 | Santee Cooper - Anderson Co (Rainey Plant) | Transco Z4 | SC | High | CT | January | N | 490 | 0 |  |  | 490 | 0 | 0 | 90160 | 0 | 0 | 90160 | 90160 | 470
MAPPC | 2000 | SaskPower | TransGas | SK | Dead | 1 |  | N | 0 | 0 |  |  | 0 | 0 | 0 | 0 | 0 | 0 | 0 | 0 | 119
SERC | 2003 | SCANA - Greene/Martin/Onslow Co |  | NC | Med | Cogen | Late | N | 200 | 200 |  |  | 0 | 200 | 0 | 0 | 31200 | 0 | 7800 | 0 | 585
SERC | 2004 | Scana/Fayetteville PWC - Fayetteville | SCANA Energy | NC | Dead | CC | June |  | 0 | 0 |  |  | 0 | 0 | 0 | 0 | 0 | 0 | 0 | 0 | 734
SERC | 2002 | SCE&G - Aiken Co |  | SC | Med | CC | June | N | 450 | 0 |  |  | 0 | 450 | 0 | 0 | 81000 | 0 | 20250 | 0 | 471
NPCC | 2003 | SCS - Astoria Energy (2002?) |  | NY | Low | 1 |  | N | 1000 | 1000 |  |  | 0 | 0 | 1000 | 0 | 0 | 184000 | 0 | 0 | 599
ECAR | 2001 | SEI - Zeeland I (Grand Rapids) |  | MI | Med | CC | June | N | 300 | 300 |  |  | 0 | 300 | 0 | 0 | 54000 | 0 | 13500 | 0 | 226
ECAR | 2003 | SEI - Zeeland II (Grand Rapids) |  | MI | Med | CC | June | N | 530 | 530 |  |  | 0 | 530 | 0 | 0 | 95400 | 0 | 23850 | 0 | 555
FRCC | 2002 | Seminole E.C. | FGT | FL | Low | CC |  | N | 900 | 0 |  |  | 0 | 0 | 900 | 0 | 0 | 162000 | 0 | 0 | 425
FRCC | 2002 | Seminole E.C. - Hardee Cty | FGT **** | FL | Med | CC | January | N | 500 | 0 |  |  | 0 | 500 | 0 | 0 | 90000 | 0 | 22500 | 0 | 426
FRCC | 2002 | Seminole E.C. - Payne Creek | FGT **** | FL | High | CC |  | N | 500 | 0 |  |  | 500 | 0 | 0 | 90000 | 0 | 0 | 90000 | 0 | 427
WSCC | 2003 | Sempra - Mesquite (Maricopa) |  | AZ | Low | CC |  | N | 1000 | 1000 |  |  | 0 | 0 | 1000 | 0 | 0 | 180000 | 0 | 0 | 622
ERCOT | 2004 | Sempra - Montgomery Co (Dobbin) |  | TX | Low | CC |  | N | 578 | 578 |  |  | 0 | 0 | 578 | 0 | 0 | 104040 | 0 | 0 | 638
NPCC | 2001 | Sempra - Rocky River - New Milford (site problems) |  | CT | Dead | CC | July | N | 0 | 0 |  |  | 0 | 0 | 0 | 0 | 0 | 0 | 0 | 0 | 310
ERCOT | 2003 | Sempra/Doane Products - Cedar Bluff |  | TX | Med | CC | May | N | 578 | 578 |  |  | 0 | 578 | 0 | 0 | 104040 | 0 | 26010 | 0 | 562
WSCC | 2002 | Sempra/Oxy - Elk Hills |  | CA | High | CC | December | N | 500 | 500 |  |  | 500 | 0 | 0 | 90000 | 0 | 0 | 90000 | 0 | 541
ECAR | 2001 | SIG&E |  | IN | High | CT |  | N | 80 | 0 |  |  | 80 | 0 | 0 | 14720 | 0 | 0 | 14720 | 14720 | 227
ECAR | 2001 | SIG&E |  | IN | High | Cogen |  | N | 42 | 0 |  |  | 42 | 0 | 0 | 6552 | 0 | 0 | 6552 | 0 | 228
NPCC | 2001 | Sithe - Framingham |  | MA | Dead | 1 |  | N | 0 | 0 |  |  | 0 | 0 | 0 | 0 | 0 | 0 | 0 | 0 | 311
NPCCC | 2002 | Sithe - Goreway (Brampton) | TCPL | ON | Med | CC | October | N | 800 | 800 |  |  | 0 | 800 | 0 | 0 | 144000 | 0 | 36000 | 0 | 505
NPCC | 2003 | Sithe - Independence Exp (Scriba/Heritage) |  | NY | Med | CC |  | N | 800 | 800 |  |  | 0 | 800 | 0 | 0 | 144000 | 0 | 36000 | 0 | 602
NPCC | 2002 | Sithe - Mystic Stn - Charlestown | Cabot LNG | MA | High | CC |  | N | 1600 | 1600 |  |  | 1600 | 0 | 0 | 288000 | 0 | 0 | 288000 | 0 | 506
NPCC | 2003 | Sithe - Ramapo/Torne Valley |  | NY | Low | CC |  | N | 827 | 827 |  |  | 0 | 0 | 827 | 0 | 0 | 148860 | 0 | 0 | 601
NPCCC | 2002 | Sithe - Southdown Station (Mississauga) | TCPL | ON | Med | CC | October | N | 800 | 800 | 0 |  | 0 | 800 | 0 | 0 | 144000 | 0 | 36000 | 0 | 763
NPCC | 2001 | Sithe - West Medway |  | MA | Med | CT |  | N | 540 | 540 |  |  | 0 | 540 | 0 | 0 | 99360 | 0 | 24840 | 24840 | 312
NPCC | 2002 | Sithe - Weymouth (Edgar Station) | Algon | MA | High | CC | Early | N | 800 | 800 |  |  | 800 | 0 | 0 | 144000 | 0 | 0 | 144000 | 0 | 507
SPP | 2001 | Skygen |  | LA | Low | Cogen | June | N | 640 | 640 |  |  | 0 | 0 | 640 | 0 | 0 | 99840 | 0 | 0 | 351
SERC | 2000 | Skygen - Broad River Energy center |  | SC | High | CT | July | Y | 453 | 453 |  |  | 453 | 0 | 0 | 83352 | 0 | 0 | 83352 | 83352 | 181
SERC | 2003 | SkyGen - Calhoun Co (Eastman) |  | SC | Med | CC |  |  | 500 | 500 | 0 |  | 0 | 500 | 0 | 0 | 90000 | 0 | 22500 | 0 | 707
MAIN | 1999 | Skygen - De Pere Energy | ANR | WI | High | CC | May | N | 179 | 179 |  |  | 179 | 0 | 0 | 32220 | 0 | 0 | 32220 | 0 | 31
NPCC | 2000 | Skygen - Livermore Falls |  | ME | Dead | CC | December | N | 0 | 0 |  |  | 0 | 0 | 0 | 0 | 0 | 0 | 0 | 0 | 159
MAIN | 2001 | SkyGen - Mt Vernon (Posey) |  | IN | Low | CC |  |  | 440 | 440 |  |  | 0 | 0 | 440 | 0 | 0 | 79200 | 0 | 0 | 664
ECAR | 2002 | SkyGen - Mt Vernon (Posey) |  | IN | Low | CT |  |  | 440 | 440 |  |  | 0 | 0 | 440 | 0 | 0 | 80960 | 0 | 0 | 727
SERC | 2002 | Skygen - St. Francisville |  | LA | Med | Cogen | June |  | 520 | 520 |  |  | 0 | 520 | 0 | 0 | 81120 | 0 | 20280 | 0 | 724
NPCC | 2000 | Skygen - Versaille |  | CT | Dead | 1 |  | N | 0 | 0 |  |  | 0 | 0 | 0 | 0 | 0 | 0 | 0 | 0 | 160
MAIN | 1999 | Skygen - Wood River |  | IL | Low | 1 |  | N | 15 | 15 |  |  | 0 | 0 | 15 | 0 | 0 | 2760 | 0 | 0 | 32
MAIN | 2002 | Skygen - Zion Energy Center |  | IL | Low | CT | June | N | 800 | 800 | 0 |  | 0 | 0 | 800 | 0 | 0 | 147200 | 0 | 0 | 756
MAIN | 2001 | Skygen/Alliant - Dane City/Johnston (Rockgen Energy) | ANR | WI | High | CT |  | N | 510 | 375 |  |  | 510 | 0 | 0 | 93840 | 0 | 0 | 93840 | 93840 | 480
MAIN | 2004 | Skygen/Alliant - DePere | ANR | WI | Med + | Cogen | January | N | 255 | 75 |  |  | 0 | 255 | 0 | 0 | 39780 | 0 | 9945 | 0 | 589
SERC | 2001 | Skygen/InterGen - Mobile (Hog Bayou Energy Center) |  | AL | High | CC |  | N | 250 | 230 |  |  | 250 | 0 | 0 | 45000 | 0 | 0 | 45000 | 0 | 339
SERC | 2001 | Skygen/InterGen - Pine Bluff Energy Center | Reliant | AR | High | CC |  | N | 220 | 220 |  |  | 220 | 0 | 0 | 39600 | 0 | 0 | 39600 | 0 | 340
ERCOT | 2001 | Skygen/Polsky - Corpus Christi | HPL/Valero/Tejas | TX | High | Cogen | January | N | 532 | 452 |  |  | 532 | 0 | 0 | 82992 | 0 | 0 | 82992 | 0 | 251
MAIN | 2001 | Skygen/Wisvest - Calumet Energy Team (Cook Co) |  | IL | High | CT | June | N | 300 | 250 |  | Seimens V84.3A | 300 | 0 | 0 | 55200 | 0 | 0 | 55200 | 55200 | 279
SERC | 2001 | SMEPA - Duke - (Hinds Energy) | TETCO | MS | High | CC | June | N | 500 | 500 |  |  | 500 | 0 | 0 | 90000 | 0 | 0 | 90000 | 0 | 341
WSCC | 2004 | SMUD - Rancho Seco |  | CA | Med | CT |  |  | 1000 | 0 |  |  | 0 | 1000 | 0 | 0 | 184000 | 0 | 46000 | 46000 | 742
SERC | 2002 | SOCO - Plant Smith (Gulf Power) | FGT | FL | High | CC |  | N | 574 | 0 |  |  | 574 | 0 | 0 | 103320 | 0 | 0 | 103320 | 0 | 472
SERC | 2000 | Sonat Energy - Upson County (Thomaston) - West Georgia Gen | SoNat | GA | High | CT | June | Y | 680 | 115 |  |  | 680 | 0 | 0 | 125120 | 0 | 0 | 125120 | 125120 | 182
SERC | 2004 | South Carolina PSA |  | SC | Med | CC |  | N | 500 | 0 |  |  | 0 | 500 | 0 | 0 | 90000 | 0 | 22500 | 0 | 653
ECAR | 2003 | Southern - (formerly Nordic Electric) - Wyandotte |  | MI | Med | CC | July | N | 480 | 480 |  |  | 0 | 480 | 0 | 0 | 86400 | 0 | 21600 | 0 | 223
WSCC | 2003 | Southern - Apex Industrial Park (Soen) |  | NV | Med | CC | January | N | 1000 | 1000 |  |  | 0 | 1000 | 0 | 0 | 180000 | 0 | 45000 | 0 | 623
WSCC | 2003 | Southern - Contra Costa |  | CA | Low | CT |  | N | 530 | 530 |  |  | 0 | 0 | 530 | 0 | 0 | 97520 | 0 | 0 | 626
NPCC | 2002 | Southern - Kendall Repowering |  | MA | Med | 1 | January | N | 234 | 234 |  |  | 0 | 234 | 0 | 0 | 43056 | 0 | 10764 | 10764 | 508
WSCC | 2003 | Southern - Potrero |  | CA | Low | CT |  | N | 520 | 520 |  |  | 0 | 0 | 520 | 0 | 0 | 95680 | 0 | 0 | 627
NPCC | 2003 | Southern - Sandwich (Canal) |  | MA | Med | CC | June | N | 665 | 665 |  |  | 0 | 665 | 0 | 0 | 119700 | 0 | 29925 | 0 | 603
MAIN | 2004 | Southern - Terre Haute II (Sugar Creek) |  | IN | Low | CT |  | N | 260 | 260 | 0 | GE PG7 - FA | 0 | 0 | 260 | 0 | 0 | 47840 | 0 | 0 | 744
FRCC | 2003 | Southern Co - Central Florida | FGT +++ | FL | Med + | 1 | January | N | 500 | 500 |  |  | 0 | 500 | 0 | 0 | 92000 | 0 | 23000 | 23000 | 575
ECAR | 2003 | Southern Co - State Line (Hammond) |  | IN | Med | CC |  | N | 550 | 550 |  |  | 0 | 550 | 0 | 0 | 99000 | 0 | 24750 | 0 | 556
MAIN | 2002 | Southern Co - Terre Haute (Sugar Creek) |  | IN | Med | CT |  | N | 300 | 300 |  | GE PG7 - FA | 0 | 300 | 0 | 0 | 55200 | 0 | 13800 | 13800 | 290
ERCOT | 2000 | Southern Co. - Brazos Electric (Bosque Co) (Whitney) |  | TX | High | CT | June | Y | 300 | 300 |  | 7FA | 300 | 0 | 0 | 55200 | 0 | 0 | 55200 | 55200 | 86
ERCOT | 2001 | Southern Co. - Brazos Electric (Bosque County) II |  | TX | Med | CT | June | N | 248 | 248 | 0 |  | 0 | 248 | 0 | 0 | 45632 | 0 | 11408 | 11408 | 697
ERCOT | 1999 | Southern Co.-Wichita Falls |  | TX | High | Cogen | October | N | 80 | 80 |  |  | 80 | 0 | 0 | 12480 | 0 | 0 | 12480 | 0 | 19
NPCC | 2003 | Southern Energy - Bowline Pt #3 |  | NY | Med | CC |  | N | 750 | 750 |  |  | 0 | 750 | 0 | 0 | 135000 | 0 | 33750 | 0 | 313
NPCC | 2000 | Southern Energy - Newington |  | NH | Med | CC | February | N | 525 | 525 |  |  | 0 | 525 | 0 | 0 | 94500 | 0 | 23625 | 0 | 161
MAIN | 2003 | Southern Illinois Power Coop - Marion |  | IL | Med | CT |  | N | 150 | 150 |  |  | 0 | 150 | 0 | 0 | 27600 | 0 | 6900 | 6900 | 671
MAIN | 2000 | Southern/WEPCO - Neenah | ANR | WI | High | CT | June | Y | 300 | 50 |  |  | 300 | 0 | 0 | 55200 | 0 | 0 | 55200 | 55200 | 110
MAIN | 2000 | Southwestern Elec Coop - St. Elmo | NGPL | IL | High | CT | June | Y | 45 | 45 |  |  | 45 | 0 | 0 | 8280 | 0 | 0 | 8280 | 8280 | 111
MAIN | 1999 | Soyland Power Coop - Alsey/Tilton | PEPL | IL | High | Cogen | June | Y | 600 | 600 |  |  | 600 | 0 | 0 | 93600 | 0 | 0 | 93600 | 0 | 33
WSCC | 2002 | SRP/Dynegy/NRG - Phoenix |  | AZ | Med | CT |  | N | 825 | 825 |  |  | 0 | 825 | 0 | 0 | 151800 | 0 | 37950 | 37950 | 542
MAIN | 2001 | Standard Power & Light - DuPage Airport |  | IL | Low | CT |  | N | 800 | 800 |  |  | 0 | 0 | 800 | 0 | 0 | 147200 | 0 | 0 | 291
PJM | 2001 | Statoil - Kraft Foods |  | DE | Med | Cogen |  | N | 88 | 88 |  |  | 0 | 88 | 0 | 0 | 13728 | 0 | 3432 | 0 | 276
NPCC | 2001 | Stone & Webster - Wareham |  | MA | Low | 1 |  | N | 500 | 500 |  |  | 0 | 0 | 500 | 0 | 0 | 92000 | 0 | 0 | 314
NPCC | 2001 | Stone & Webster - Wiscasset |  | ME | Dead | 1 | October | N | 0 | 0 |  |  | 0 | 0 | 0 | 0 | 0 | 0 | 0 | 0 | 315
WSCC | 2003 | Sumas Energy 2 - NESCO (Kirkland) | Westcoast | WA | High | CC | September | N | 710 | 710 |  |  | 710 | 0 | 0 | 127800 | 0 | 0 | 127800 | 0 | 618
WSCC | 2001 | Summit Group - Blythe | El Paso | CA | Med | Cogen |  | N | 400 | 400 |  |  | 0 | 400 | 0 | 0 | 62400 | 0 | 15600 | 0 | 381
WSCCC | 1999 | Suncor 1 - Ft McMurray |  | AB | High | CC |  | N | 220 | 220 |  |  | 220 | 0 | 0 | 39600 | 0 | 0 | 39600 | 0 | 12
WSCCC | 2001 | Suncor 2 - Ft McMurray |  | AB | High | CC |  | N | 140 | 140 |  |  | 140 | 0 | 0 | 25200 | 0 | 0 | 25200 | 0 | 382
WSCC | 2002 | Sunlaw Cogen (EM-ONE) |  | CA | Low | Cogen |  | N | 800 | 800 |  |  | 0 | 0 | 800 | 0 | 0 | 124800 | 0 | 0 | 544
NPCC | 2002 | Sunset Energy (earlier ?) | MarketLink | NY | Med | CC |  | N | 550 | 550 |  |  | 0 | 550 | 0 | 0 | 99000 | 0 | 24750 | 0 | 509
WSCCC | 2002 | Syncrude 2 - Mildred/Aurora |  | AB | High | CC |  | N | 240 | 160 |  |  | 240 | 0 | 0 | 43200 | 0 | 0 | 43200 | 0 | 545
FRCC | 2000 | Tallahassee - Purdom #8 | FGT | FL | High | CC | May | Y | 250 | 0 |  |  | 250 | 0 | 0 | 45000 | 0 | 0 | 45000 | 0 | 90
WSCCC | 2001 | TCPL - Agrium |  | AB | High | Cogen | November | N | 80 | 80 |  |  | 80 | 0 | 0 | 12480 | 0 | 0 | 12480 | 0 | 383
WSCCC | 2000 | TCPL - Cancarb (Medicine Hat) |  | AB | High | CC |  | N | 63 | 25 |  |  | 63 | 0 | 0 | 11340 | 0 | 0 | 11340 | 0 | 198
WSCCC | 2001 | TCPL - Redwater |  | AB | High | Cogen | November | N | 40 | 40 |  |  | 40 | 0 | 0 | 6240 | 0 | 0 | 6240 | 0 | 384
FRCC | 2004 | TECO - Bayside Station | FGT | FL | Med | CC | 1Q | N | 1475 | 0 |  |  | 0 | 1475 | 0 | 0 | 265500 | 0 | 66375 | 0 | 642
FRCC | 2003 | TECO - Gannon Repowering | FGT | FL | High | CC | May | N | 698 | 0 |  |  | 698 | 0 | 0 | 125640 | 0 | 0 | 125640 | 0 | 571
FRCC | 2000 | TECO - Hardee | FGT | FL | High | CT | June | Y | 75 | 0 |  |  | 75 | 0 | 0 | 13800 | 0 | 0 | 13800 | 13800 | 91
FRCC | 2001 | TECO - IMC | FGT | FL | High | Cogen |  | N | 150 | 150 |  |  | 150 | 0 | 0 | 23400 | 0 | 0 | 23400 | 0 | 264
FRCC | 2000 | TECO - Polk Power Station | FGT **** | FL | High | SC | July | N | 150 | 0 |  |  | 150 | 0 | 0 | 27600 | 0 | 0 | 27600 | 27600 | 92
FRCC | 2002 | TECO (inc. Polk Power Plt) | FGT ****/+++ | FL | Low | CC |  | N | 540 | 0 |  |  | 0 | 0 | 540 | 0 | 0 | 97200 | 0 | 0 | 428
FRCC | 2003 | TECO shut down of six coal plants to add 250,000/d of load by 2004 |  | FL | Low | 1 |  | N |  |  |  |  | 0 | 0 |  | 0 | 0 |  | 0 | 0 | 563
FRCC | 2004 | TECO shut down of six coal plants to add 250,000/d of load by 2004 |  | FL | Low | 1 |  | N |  |  |  |  | 0 | 0 |  | 0 | 0 |  | 0 | 0 | 641
SERC | 2001 | Tenaska - Autauga Co II |  | AL | Med | CC |  | N | 900 | 900 | 0 | 0 | 0 | 900 | 0 | 0 | 162000 | 0 | 40500 | 0 | 686
SERC | 2004 | Tenaska - Coosa |  | AL | Low | CT |  |  | 510 | 510 |  |  | 0 | 0 | 510 | 0 | 0 | 93840 | 0 | 0 | 732
SERC | 2004 | Tenaska - Fluvanna Plant | Transco | VA | Low | CC |  |  | 900 | 900 |  |  | 0 | 0 | 900 | 0 | 0 | 162000 | 0 | 0 | 87
SERC | 2002 | Tenaska - Heard County |  | GA | High | CT |  | N | 950 | 950 |  |  | 950 | 0 | 0 | 174800 | 0 | 0 | 174800 | 174800 | 345
SERC | 2002 | Tenaska - Lindsay Hill (Billingsley) |  | AL | High | CC |  | N | 846 | 846 |  |  | 846 | 0 | 0 | 152280 | 0 | 0 | 152280 | 0 | 475
SERC | 2003 | Tenaska - Lonoke |  | AR | Med | CC | May |  | 1700 | 1700 | 0 |  | 0 | 1700 | 0 | 0 | 306000 | 0 | 76500 | 0 | 708
ECAR | 2003 | Tenaska - Pike County | Midwestern? | IN | Med | CC | Late | N | 830 | 830 |  |  | 0 | 830 | 0 | 0 | 149400 | 0 | 37350 | 0 | 557
ERCOT | 2001 | Tenaska Gateway Gen - Rusk County | Tejas | TX | High | CC | May | N | 830 | 830 |  |  | 830 | 0 | 0 | 149400 | 0 | 0 | 149400 | 0 | 252
MAPP | 2001 | Tenaska/NRG Energy - Martin City | NBPL | MN | High | CT | June | N | 550 | 0 |  |  | 550 | 0 | 0 | 101200 | 0 | 0 | 101200 | 101200 | 270
ERCOT | 2004 | Texas Industrial Power - Mt. Belvieu |  | TX | Low | CT |  | N | 193 | 193 |  |  | 0 | 0 | 193 | 0 | 0 | 35512 | 0 | 0 | 639
FRCC | 2002 | Thermo Ecotek | FGT | FL | Low | CC |  | N | 210 | 210 |  |  | 0 | 0 | 210 | 0 | 0 | 37800 | 0 | 0 | 429
ECAR | 2000 | Toledo Edison - Richland |  | OH | High | CT | July | N | 260 | 0 |  |  | 260 | 0 | 0 | 47840 | 0 | 0 | 47840 | 47840 | 137
ECAR | 2000 | Toledo Edison - Richland |  | OH | High | CT | September | N | 130 | 0 |  |  | 130 | 0 | 0 | 23920 | 0 | 0 | 23920 | 23920 | 138
NPCCC | 2001 | Toronto Hydro - Cascades |  | ON | Med | CC | January | N | 112 | 0 |  |  | 0 | 112 | 0 | 0 | 20160 | 0 | 5040 | 0 | 319
WSCC | 2003 | Tractabal - Chehalis | NWPL | WA | High | CC |  | N | 500 | 500 |  |  | 500 | 0 | 0 | 90000 | 0 | 0 | 90000 | 0 | 619
SERC | 2004 | Tractabel Power - Loundon |  | VA | Low | CC |  |  | 1400 | 1400 |  |  | 0 | 0 | 1400 | 0 | 0 | 252000 | 0 | 0 | 253
NPCCC | 2000 | Tractabel/NB Power |  | NB | Low | CC | December | N | 350 | 350 |  |  | 0 | 0 | 350 | 0 | 0 | 63000 | 0 | 0 | 162
NPCCC | 2001 | Tractebel/NB Power |  | NB | Low | CC | December | N | 280 | 280 |  |  | 0 | 0 | 280 | 0 | 0 | 50400 | 0 | 0 | 317
NPCC | 2001 | Tractebel/Sprague Energy - Piscataqua |  | NH | Med | CC | December | N | 700 | 700 |  |  | 0 | 700 | 0 | 0 | 126000 | 0 | 31500 | 0 | 316
MAPPC | 2000 | TranAlta Energy - Lloydminster |  | SK | High | CC |  | N | 210 | 210 |  |  | 210 | 0 | 0 | 37800 | 0 | 0 | 37800 | 0 | 120
WSCCC | 2001 | TransAlta |  | AB | Med | Cogen |  | N | 360 | 360 |  |  | 0 | 360 | 0 | 0 | 56160 | 0 | 14040 | 0 | 388
NPCCC | 2001 | TransAlta - Sarnia |  | ON | High | Cogen | January | N | 520 | 520 |  |  | 520 | 0 | 0 | 81120 | 0 | 0 | 81120 | 0 | 318
WSCCC | 1999 | TransAlta Energy - Fort Nelson | Westcoast | BC | High | Cogen | July | N | 46 | 46 |  |  | 46 | 0 | 0 | 7176 | 0 | 0 | 7176 | 0 | 14
WSCCC | 1999 | TransAlta Energy - Fort Saskatchewan |  | AB | High | CC |  | N | 120 | 40 |  |  | 120 | 0 | 0 | 21600 | 0 | 0 | 21600 | 0 | 13
WSCCC | 2002 | TransAlta Energy - Wabamun Lake |  | AB | Low | CC |  | N | 370 | 370 |  |  | 0 | 0 | 370 | 0 | 0 | 66600 | 0 | 0 | 546
NPCC | 2002 | TransEnergie - Crossound |  | CT | Med | CT | May | N | 600 | 600 |  |  | 0 | 600 | 0 | 0 | 110400 | 0 | 27600 | 27600 | 510
MAIN | 1999 | Trigen Energy - St. Louis (Ashley) |  | MO | High | Cogen | June | N | 15 | 0 |  |  | 15 | 0 | 0 | 2340 | 0 | 0 | 2340 | 0 | 34
ECAR | 2000 | Trigen-Cinergy - Ashtabula |  | OH | High | Cogen | October | N | 28 | 0 |  |  | 28 | 0 | 0 | 4368 | 0 | 0 | 4368 | 0 | 141
ECAR | 2000 | Trigen-Cinergy - Lafarge Gypsum |  | KY | Low | Cogen |  | N | 20 | 20 |  |  | 0 | 0 | 20 | 0 | 0 | 3120 | 0 | 0 | 140
ECAR | 2000 | Trigen-Cinergy - Middle Works |  | OH | Low | Cogen |  | N | 230 | 230 |  |  | 0 | 0 | 230 | 0 | 0 | 35880 | 0 | 0 | 139
PJM | 2000 | Trigen-Cinergy - Sweetheart Cups |  | MD | High | Cogen | December | N | 15 | 0 |  |  | 15 | 0 | 0 | 2340 | 0 | 0 | 2340 | 0 | 96
MAIN | 2000 | Trigen-St Louis (Tuscola) |  | IL | High | Cogen | January | Y | 34 | 34 |  |  | 34 | 0 | 0 | 5304 | 0 | 0 | 5304 | 0 | 112
SERC | 2002 | TVA |  | MS | Low | CT |  | N | 340 | 0 |  |  | 0 | 0 | 340 | 0 | 0 | 62560 | 0 | 0 | 474
SERC | 2002 | TVA Brownsville |  | TN | Low | CT |  | N | 680 | 0 |  |  | 0 | 0 | 680 | 0 | 0 | 125120 | 0 | 0 | 473
SERC | 2000 | TVA Gallatin Plant (Wilson County) | Columbia Gulf | TN | High | CT | July | Y | 300 | 300 |  |  | 300 | 0 | 0 | 55200 | 0 | 0 | 55200 | 55200 | 183
SERC | 2001 | TVA Gallatin Plant (Wilson Co) & Johnsonville? | Col Gulf | TN | High | CT | June | N | 600 | 0 |  |  | 600 | 0 | 0 | 110400 | 0 | 0 | 110400 | 110400 | 346
SERC | 2000 | TVA Johnsonville |  | TN | High | CT | July | Y | 300 | 300 |  |  | 300 | 0 | 0 | 55200 | 0 | 0 | 55200 | 55200 | 184
NPCC | 2002 | Twin Tier Power (Tioga Co) |  | NY | Low | CC |  | N | 520 | 520 |  |  | 0 | 0 | 520 | 0 | 0 | 93600 | 0 | 0 | 511
WSCC | 2001 | Two Elks Plant |  | WY | Low | CT |  | Y | 50 | 50 |  |  | 0 | 0 | 50 | 0 | 0 | 9200 | 0 | 0 | 389
MAIN | 2000 | Unicom - North Chicago |  | IL | High | CT | June | N | 77 | 0 |  |  | 77 | 0 | 0 | 14168 | 0 | 0 | 14168 | 14168 | 114
MAIN | 2001 | University of Missouri |  | MO | High | CT |  |  | 26 | 0 | 0 |  | 26 | 0 | 0 | 4784 | 0 | 0 | 4784 | 4784 | 703
FRCC | 2003 | US Gen | FGT | FL | Low | CC |  | N | 1000 | 1000 |  |  | 0 | 0 | 1000 | 0 | 0 | 180000 | 0 | 0 | 576
SERC | 2000 | VEPCO (Virginia Power) - Fauquier City (Remington) |  | VA | High | CT | June | Y | 616 | 0 |  |  | 616 | 0 | 0 | 113344 | 0 | 0 | 113344 | 113344 | 185
NPCC | 2003 | Vermont Energy - Glenville Energy |  | NY | Low | 1 |  | N | 500 | 500 |  |  | 0 | 0 | 500 | 0 | 0 | 92000 | 0 | 0 | 600
NPCC | 2001 | Vermont Power/EDC - Bennington | Iroquois | VT | Dead | CC | November | N | 0 | 0 |  |  | 0 | 0 | 0 | 0 | 0 | 0 | 0 | 0 | 322
NPCC | 2001 | Vermont Power/EDC - Rutland | Iroquois | VT | Dead | CC | November | N | 0 | 0 |  |  | 0 | 0 | 0 | 0 | 0 | 0 | 0 | 0 | 323
SERC | 2000 | Walton EMC - Doyle | Transco Z4 | GA | High | CT | May | Y | 263.5 | 0 |  |  | 263.5 | 0 | 0 | 48484 | 0 | 0 | 48484 | 48484 | 186
MAIN | 2000 | WEPCO - Germantown |  | WI | High | CT | May | Y | 72.6 | 0 |  |  | 72.6 | 0 | 0 | 13358.4 | 0 | 0 | 13358.4 | 13358.4 | 115
NPCCC | 2001 | Westcoast Power - Bayside Power |  | NB | Low | CC | September | N | 265 | 265 | 0 |  | 0 | 0 | 265 | 0 | 0 | 47700 | 0 | 0 | 764
SPP | 2000 | Western Resouces - Sedgwick Co. (Gordon Evans) | Willaims Central | KS | High | CT | June | Y | 147 | 0 |  |  | 147 | 0 | 0 | 27048 | 0 | 0 | 27048 | 27048 | 204
SPP | 2001 | Western Resouces - Sedgwick Co. (Gordon Evans) | Willaims Cent | KS | High | CT | June | N | 150 | 0 |  |  | 150 | 0 | 0 | 27600 | 0 | 0 | 27600 | 27600 | 354
ECAR | 2004 | Westlake - Marshall Co |  | KY | Low | CC |  | N | 520 | 520 |  |  | 0 | 0 | 520 | 0 | 0 | 93600 | 0 | 0 | 632
MAIN | 1999 | White Oak Energy - Joliet |  | IL | Low | 1 |  | N | 130 | 0 |  |  | 0 | 0 | 130 | 0 | 0 | 23920 | 0 | 0 | 35
MAIN | 1999 | White Oak Energy - Lockport |  | IL | Low | 1 |  | N | 130 | 0 |  |  | 0 | 0 | 130 | 0 | 0 | 23920 | 0 | 0 | 36
PJM | 1999 | Williams - Hazelton (Repowering) | Transco Z6 | PA | Low | CC | June | N | 120 | 120 |  |  | 0 | 0 | 120 | 0 | 0 | 21600 | 0 | 0 | 53
NPCC | 2001 | Williams - Norwich |  | CT | Low | 1 |  | N | 500 | 500 |  |  | 0 | 0 | 500 | 0 | 0 | 92000 | 0 | 0 | 324
ECAR | 2000 | Williams (Hoosier Energy Rural) |  | IN | Med | 1 | June | N | 400 | 400 |  |  | 0 | 400 | 0 | 0 | 73600 | 0 | 18400 | 18400 | 142
MAIN | 1999 | Wisc Pub Service | Great Lakes | WI | High | 1 | June | N | 180 | 0 |  |  | 180 | 0 | 0 | 33120 | 0 | 0 | 33120 | 33120 | 37
NPCC | 2002 | Wisconsin Energy - New Haven | Algon ? | CT | Med | 1 |  | N | 446 | 446 |  |  | 0 | 446 | 0 | 0 | 82064 | 0 | 20516 | 20516 | 163
ERCOT | 2003 | Wise County Power |  | TX | Low | CT |  | N | 800 | 800 |  |  | 0 | 0 | 800 | 0 | 0 | 147200 | 0 | 0 | 561
WSCC | 2002 | WPPSS - Satsop | NWPL | WA | Low | CC |  | N | 500 | 500 |  |  | 0 | 0 | 500 | 0 | 0 | 90000 | 0 | 0 | 548
NPCC | 2004 | York - North First Street |  | NY | Low | CT |  | N | 500 | 500 |  |  | 0 | 0 | 500 | 0 | 0 | 92000 | 0 | 0 | 678

## By Year
NEW GAS FIRED PLANT ADDITIONS (1999 THROUGH 2005)
NERC REGION | YEAR | Plant Description | Pipeline | State | Probability | Type | Month | Operational? | Plant Capacity | Merchant Capacity | Air Permit Hours | Machine Type | Tot Plant Capacity High | Tot Plant Capacity Medium | Tot Plant Capacity Low | Tot Gas Usage High | Tot Gas Usage Medium | Tot Gas Usage Low | Total Gas | Summer Only | ID
ERCOT | 1998 | Borger Energy - Blackhawk Station |  | TX | High | Cogen | October | Y | 225 | 225 | 0 | 0 | 225 | 0 | 0 | 35100 | 0 | 0 | 35100 | 0 | 683
[9 empty] | 225 | 225 | 0 | 0 | 225 | 0 | 0 | 35100 | 0 | 0 |  |  |  | 1998
ECAR | 1999 | AES (Hoosier) moved to 2000 and sold to Williams |  | IN | Low | 1 | June | N | 0 | 0 |  |  | 0 | 0 | 0 | 0 | 0 | 0 | 0 | 0 | 38
ECAR | 1999 | AMP-Ohio - DistGen Project Phase I |  | MI | Low | 1 | June | N | 0 | 0 |  |  | 0 | 0 | 0 | 0 | 0 | 0 | 0 | 0 | 40
ECAR | 1999 | AMP-Ohio - DistGen Project Phase II |  | MI | Low | 1 | June | N | 0 | 0 |  |  | 0 | 0 | 0 | 0 | 0 | 0 | 0 | 0 | 41
ECAR | 1999 | AMP-Ohio - St. Mary GT |  | MI | Low | 1 | June | N | 0 | 0 |  |  | 0 | 0 | 0 | 0 | 0 | 0 | 0 | 0 | 42
ECAR | 1999 | CMS Energy - Livingston |  | KY | High | 1 | June | Y | 144 | 0 |  |  | 144 | 0 | 0 | 26496 | 0 | 0 | 26496 | 26496 | 44
ECAR | 1999 | CMS Energy - Otsego/Kalamazoo |  | MI | High | 1 | June | Y | 65 | 0 |  |  | 65 | 0 | 0 | 11960 | 0 | 0 | 11960 | 11960 | 43
ECAR | 1999 | CMS Energy/DTE Energy Dearborn | PEPL/MichCon | MI | High | Cogen | July | Y | 135.2 | 0 |  |  | 135.2 | 0 | 0 | 21091.2 | 0 | 0 | 21091.2 | 0 | 45
ECAR | 1999 | Dayton Power & Light - Dayton |  | OH | High | 1 | June | N | 84 | 0 |  |  | 84 | 0 | 0 | 15456 | 0 | 0 | 15456 | 15456 | 46
ECAR | 1999 | Detroit Edison - Belle River | ANR | MI | High | CT | Sept | Y | 216 | 0 |  |  | 216 | 0 | 0 | 39744 | 0 | 0 | 39744 | 39744 | 47
ECAR | 1999 | Detroit Edison - Greenwood | ANR | MI | High | CT | Sept | Y | 226 | 0 |  |  | 226 | 0 | 0 | 41584 | 0 | 0 | 41584 | 41584 | 49
ECAR | 1999 | East Kentucky Power Coop - Clark County |  | KY | High | CT | Feb-May | Y | 330 | 0 |  |  | 330 | 0 | 0 | 60720 | 0 | 0 | 60720 | 60720 | 50
ECAR | 1999 | Kentucky Utilities - EW Brown 6/7 | Tennessee | KY | High | CT | August | Y | 328 | 0 |  |  | 328 | 0 | 0 | 60352 | 0 | 0 | 60352 | 60352 | 51
ERCOT | 1999 | BASF - Freeport |  | TX | High | Cogen | July | Y | 79.7 | 0 |  |  | 79.7 | 0 | 0 | 12433.2 | 0 | 0 | 12433.2 | 0 | 15
ERCOT | 1999 | CSW - Mission (Frontera) |  | TX | High | CT | August | Y | 280.5 | 280.5 |  |  | 280.5 | 0 | 0 | 51612 | 0 | 0 | 51612 | 51612 | 16
ERCOT | 1999 | Oxy/Conoco - Ingleside |  | TX | High | Cogen | October | Y | 465.4 | 205 |  |  | 465.4 | 0 | 0 | 72602.4 | 0 | 0 | 72602.4 | 0 | 18
ERCOT | 1999 | Southern Co.-Wichita Falls |  | TX | High | Cogen | October | N | 80 | 80 |  |  | 80 | 0 | 0 | 12480 | 0 | 0 | 12480 | 0 | 19
FRCC | 1999 | Cargill - Riverview |  | FL | Low | 1 | July | N | 35 | 0 |  |  | 0 | 0 | 35 | 0 | 0 | 6440 | 0 | 0 | 71
FRCC | 1999 | FPC - Anclote | FGT | FL | High | CC | June | N | 1000 | 400 |  |  | 1000 | 0 | 0 | 180000 | 0 | 0 | 180000 | 0 | 72
FRCC | 1999 | FPC - Hines Unit #1 | FGT **** | FL | High | CC | April | Y | 470 | 0 |  |  | 470 | 0 | 0 | 84600 | 0 | 0 | 84600 | 0 | 73
FRCC | 1999 | JEA - Brady Branch I | FGT | FL | High | CC | Sept | N | 177 | 0 |  |  | 177 | 0 | 0 | 31860 | 0 | 0 | 31860 | 0 | 74
FRCC | 1999 | Lakeland - McIntosh I | FGT **** | FL | High | 1 | June | N | 245 | 0 |  |  | 245 | 0 | 0 | 45080 | 0 | 0 | 45080 | 45080 | 75
MAIN | 1999 | AEC - Nodaway Power | TETCO | MO | High | CT | June | Y | 182.8 | 0 |  |  | 182.8 | 0 | 0 | 33635.2 | 0 | 0 | 33635.2 | 33635.2 | 27
MAIN | 1999 | Coga Industries - Macoupin Cour |  | IL | Low | 1 |  | N | 65 | 65 |  |  | 0 | 0 | 65 | 0 | 0 | 11960 | 0 | 0 | 26
MAIN | 1999 | Illinois Power - Tilton 1-4 | NGPL | IL | High | CT | June | Y | 176 | 0 |  |  | 176 | 0 | 0 | 32384 | 0 | 0 | 32384 | 32384 | 29
MAIN | 1999 | Manitowoc Public Utilities - Custer |  | WI | High | CT | June | Y | 17 | 0 | 0 |  | 17 | 0 | 0 | 3128 | 0 | 0 | 3128 | 3128 | 698
MAIN | 1999 | NRG/Dynegy - East Dundee(Rocky Road) | NiGas | IL | High | CT | July | N | 250 | 250 |  |  | 250 | 0 | 0 | 46000 | 0 | 0 | 46000 | 46000 | 28
MAIN | 1999 | Peoples/Dominion - Elwood | PGLC/NBPL | IL | High | CT | June | N | 600 | 600 |  |  | 600 | 0 | 0 | 110400 | 0 | 0 | 110400 | 110400 | 30
MAIN | 1999 | Skygen - De Pere Energy | ANR | WI | High | CC | May | N | 179 | 179 |  |  | 179 | 0 | 0 | 32220 | 0 | 0 | 32220 | 0 | 31
MAIN | 1999 | Skygen - Wood River |  | IL | Low | 1 |  | N | 15 | 15 |  |  | 0 | 0 | 15 | 0 | 0 | 2760 | 0 | 0 | 32
MAIN | 1999 | Soyland Power Coop - Alsey/Tilton | PEPL | IL | High | Cogen | June | Y | 600 | 600 |  |  | 600 | 0 | 0 | 93600 | 0 | 0 | 93600 | 0 | 33
MAIN | 1999 | Trigen Energy - St. Louis (Ashley) |  | MO | High | Cogen | June | N | 15 | 0 |  |  | 15 | 0 | 0 | 2340 | 0 | 0 | 2340 | 0 | 34
MAIN | 1999 | White Oak Energy - Joliet |  | IL | Low | 1 |  | N | 130 | 0 |  |  | 0 | 0 | 130 | 0 | 0 | 23920 | 0 | 0 | 35
MAIN | 1999 | White Oak Energy - Lockport |  | IL | Low | 1 |  | N | 130 | 0 |  |  | 0 | 0 | 130 | 0 | 0 | 23920 | 0 | 0 | 36
MAIN | 1999 | Wisc Pub Service | Great Lakes | WI | High | 1 | June | N | 180 | 0 |  |  | 180 | 0 | 0 | 33120 | 0 | 0 | 33120 | 33120 | 37
NPCC | 1999 | Duke - Bridgeport II | Iroquois | CT | High | CC | June | Y | 180 | 180 |  |  | 180 | 0 | 0 | 32400 | 0 | 0 | 32400 | 0 | 54
NPCC | 1999 | Orion Power Holding(Goldman Sachs & Constellation) |  | NY | High | Cogen |  | N | 105 | 105 |  |  | 105 | 0 | 0 | 16380 | 0 | 0 | 16380 | 0 | 56
NPCC | 1999 | Polsky/UI - Jay (Androscoggin) | PNGTS | ME | High | Cogen | December | Y | 165 | 165 |  |  | 165 | 0 | 0 | 25740 | 0 | 0 | 25740 | 0 | 58
NPCC | 1999 | RG&E - Allegany Cogen |  | NY | High | CT | June | Y | 109 | 0 |  |  | 109 | 0 | 0 | 20056 | 0 | 0 | 20056 | 20056 | 57
PJM | 1999 | PP&L Global - Martins Creek (to 2002) |  | PA | Low | CC |  | N | 0 | 0 |  |  | 0 | 0 | 0 | 0 | 0 | 0 | 0 | 0 | 52
PJM | 1999 | Williams - Hazelton (Repowering) | Transco Z6 | PA | Low | CC | June | N | 120 | 120 |  |  | 0 | 0 | 120 | 0 | 0 | 21600 | 0 | 0 | 53
SERC | 1999 | Alabama Power - Burkville Cogen |  | AL | High | CC | July | Y | 97 | 0 |  |  | 97 | 0 | 0 | 17460 | 0 | 0 | 17460 | 0 | 62
SERC | 1999 | Alabama Power - Washington #1 |  | AL | High | CT | February | Y | 109 | 0 |  |  | 109 | 0 | 0 | 20056 | 0 | 0 | 20056 | 20056 | 61
SERC | 1999 | CP&L - Asheville |  | NC | High | CT | June | Y | 165 | 0 |  |  | 165 | 0 | 0 | 30360 | 0 | 0 | 30360 | 30360 | 59
SERC | 1999 | ENA - Brownsville | ANR | TN | High | CT | June | Y | 475 | 475 |  |  | 475 | 0 | 0 | 87400 | 0 | 0 | 87400 | 87400 | 64
SERC | 1999 | ENA - Caledonia | Tenn | MS | High | CT | June | Y | 475 | 475 |  |  | 475 | 0 | 0 | 87400 | 0 | 0 | 87400 | 87400 | 65
SERC | 1999 | ENA - New Albany | Col Gulf | MS | High | CT | June | N | 390 | 390 |  |  | 390 | 0 | 0 | 71760 | 0 | 0 | 71760 | 71760 | 66
SERC | 1999 | Entergy | Columbia Gulf | AR | High | CT | February | Y | 306 | 0 |  |  | 306 | 0 | 0 | 56304 | 0 | 0 | 56304 | 56304 | 67
SERC | 1999 | Entergy | Columbia Gulf | LA | High | CT | February | Y | 281.1 | 0 |  |  | 281.1 | 0 | 0 | 51722.4 | 0 | 0 | 51722.4 | 51722.4 | 68
SERC | 1999 | Morgan Stanley - Lee County | SoNat | GA | High | CC |  | N | 100 | 100 |  |  | 100 | 0 | 0 | 18000 | 0 | 0 | 18000 | 0 | 69
SERC | 1999 | OG&E - Magee | Destin | MS | High | CT | June | N | 100 | 100 |  |  | 100 | 0 | 0 | 18400 | 0 | 0 | 18400 | 18400 | 70
SERC | 1999 | Olgethrope Power - Smarr Energy |  | AL | High | CT | June | Y | 217.4 | 0 |  |  | 217.4 | 0 | 0 | 40001.6 | 0 | 0 | 40001.6 | 40001.6 | 63
SPP | 1999 | AEC - Essex Power | TETCO | MO | High | CT | June | Y | 112.6 | 0 |  |  | 112.6 | 0 | 0 | 20718.4 | 0 | 0 | 20718.4 | 20718.4 | 20
SPP | 1999 | AEC/Duke - St. Francis Power Plant | TETCO | MO | High | CC | July | Y | 260 | 125 |  |  | 260 | 0 | 0 | 46800 | 0 | 0 | 46800 | 0 | 21
SPP | 1999 | Air Liquide - Geismar | Koch ? | LA | High | Cogen |  | N | 80 | 15 |  |  | 80 | 0 | 0 | 12480 | 0 | 0 | 12480 | 0 | 22
SPP | 1999 | Exxon - Baton Rouge |  | LA | Low | 1 |  | N | 0 | 0 |  |  | 0 | 0 | 0 | 0 | 0 | 0 | 0 | 0 | 23
SPP | 1999 | LS Power/Golden Spread - Mustang Station | NNG | TX | High | CC | June | Y | 488 | 488 | 0 | F7FA | 488 | 0 | 0 | 87840 | 0 | 0 | 87840 | 0 | 713
WSCC | 1999 | City of Colorado Springs - Nixon Plant | CIG | CO | High | CT | July | Y | 63 | 0 |  |  | 63 | 0 | 0 | 11592 | 0 | 0 | 11592 | 11592 | 8
WSCC | 1999 | Deming/Garland Loman/Rosal |  | NM | Dead | 1 |  | N | 0 | 0 |  |  | 0 | 0 | 0 | 0 | 0 | 0 | 0 | 0 | 9
WSCC | 1999 | PSCO - Fort St. Vrain #3 | CIG | CO | High | CC | January | Y | 241 | 0 |  |  | 241 | 0 | 0 | 43380 | 0 | 0 | 43380 | 0 | 11
WSCC | 1999 | PSCO - Valmont | CIG | CO | High | CT | October | N | 40 | 0 |  |  | 40 | 0 | 0 | 7360 | 0 | 0 | 7360 | 7360 | 10
WSCCC | 1999 | Suncor 1 - Ft McMurray |  | AB | High | CC |  | N | 220 | 220 |  |  | 220 | 0 | 0 | 39600 | 0 | 0 | 39600 | 0 | 12
WSCCC | 1999 | TransAlta Energy - Fort Nelson | Westcoast | BC | High | Cogen | July | N | 46 | 46 |  |  | 46 | 0 | 0 | 7176 | 0 | 0 | 7176 | 0 | 14
WSCCC | 1999 | TransAlta Energy - Fort Saskatchewan |  | AB | High | CC |  | N | 120 | 40 |  |  | 120 | 0 | 0 | 21600 | 0 | 0 | 21600 | 0 | 13
[9 empty] | 11965.7 | 5718.5 | 0 | 0 | 11470.7 | 0 | 495 | 2046884.4 | 0 | 90600 |  |  |  | 1999
ECAR | 2000 | Air Products - Calvert City |  | KY | High | Cogen | April | Y | 26 | 0 |  |  | 26 | 0 | 0 | 4056 | 0 | 0 | 4056 | 0 | 121
ECAR | 2000 | Allegheny Energy Supply |  | PA | High | CT | January | Y | 74.5 | 0 |  |  | 74.5 | 0 | 0 | 13708 | 0 | 0 | 13708 | 13708 | 39
ECAR | 2000 | Allegheny Energy Supply |  | PA | High | CT | June | N | 220 | 0 |  |  | 220 | 0 | 0 | 40480 | 0 | 0 | 40480 | 40480 | 122
ECAR | 2000 | AMP-Ohio - Bowling Green |  | OH | High | CT | June | Y | 27.2 | 0 |  |  | 27.2 | 0 | 0 | 5004.8 | 0 | 0 | 5004.8 | 5004.8 | 661
ECAR | 2000 | AMP-Ohio - Hamilton Peaking |  | OH | High | CT | June | Y | 27.2 | 0 | 0 | 0 | 27.2 | 0 | 0 | 5004.8 | 0 | 0 | 5004.8 | 5004.8 | 691
ECAR | 2000 | CMS Energy/DTE Energy Dearborn | PEPL/MichCon | MI | High | Cogen | June | Y | 240 | 240 |  |  | 240 | 0 | 0 | 37440 | 0 | 0 | 37440 | 0 | 123
ECAR | 2000 | Dayton Power & Light - Chester |  | IN | Med | CT |  | N | 225 | 225 |  |  | 0 | 225 | 0 | 0 | 41400 | 0 | 10350 | 10350 | 125
ECAR | 2000 | Dayton Power & Light - Montpelier Station |  | OH | High | CT | June | Y | 200.3 | 200.3 | 0 |  | 200.3 | 0 | 0 | 36855.2 | 0 | 0 | 36855.2 | 36855.2 | 694
ECAR | 2000 | Detroit Edison - Del-Ray | ANR | MI | High | 1 | June | N | 70 | 0 |  |  | 70 | 0 | 0 | 12880 | 0 | 0 | 12880 | 12880 | 124
ECAR | 2000 | Detroit Edison - Del-Ray | ANR | MI | High | CT | January | Y | 139.4 | 0 |  |  | 139.4 | 0 | 0 | 25649.6 | 0 | 0 | 25649.6 | 25649.6 | 48
ECAR | 2000 | Duke Energy/Cinergy - Vermilion County | Midwestern | IN | High | CT | June | Y | 640 | 640 |  |  | 640 | 0 | 0 | 117760 | 0 | 0 | 117760 | 117760 | 127
ECAR | 2000 | ENA - Wheatland | Midwestern | IN | High | CT | May | Y | 459 | 459 |  |  | 459 | 0 | 0 | 84456 | 0 | 0 | 84456 | 84456 | 128
ECAR | 2000 | Holland Board of Public Works |  | MI | High | CT | April | Y | 66.3 | 0 |  |  | 66.3 | 0 | 0 | 12199.2 | 0 | 0 | 12199.2 | 12199.2 | 129
ECAR | 2000 | Indianapolis Power & Light - Gerogetown |  | IN | High | CT | June | Y | 72.5 | 72.5 |  |  | 72.5 | 0 | 0 | 13340 | 0 | 0 | 13340 | 13340 | 220
ECAR | 2000 | IP&L/DTE - Pike Township (Georgetown) | PEPL | IN | High | CT | June | N | 240 | 160 |  |  | 240 | 0 | 0 | 44160 | 0 | 0 | 44160 | 44160 | 130
ECAR | 2000 | Kentucky Utilities - EW Brown |  | KY | High | CT | June | Y | 75 | 0 | 0 | 0 | 75 | 0 | 0 | 13800 | 0 | 0 | 13800 | 13800 | 684
ECAR | 2000 | Matrix Power - Worthington Plant |  | IN | High | CT | June | N | 180 | 180 |  |  | 180 | 0 | 0 | 33120 | 0 | 0 | 33120 | 33120 | 131
ECAR | 2000 | MCN Energy - Columbus |  | OH | Dead | CT | June | N | 0 | 0 |  |  | 0 | 0 | 0 | 0 | 0 | 0 | 0 | 0 | 132
ECAR | 2000 | PG&E - Bowling Green |  | OH | High | CT | August | Y | 16.5 | 16.5 |  |  | 16.5 | 0 | 0 | 3036 | 0 | 0 | 3036 | 3036 | 136
ECAR | 2000 | PG&E - Canton |  | OH | Med | CT | July | N | 50 | 50 |  |  | 0 | 50 | 0 | 0 | 9200 | 0 | 2300 | 2300 | 133
ECAR | 2000 | PG&E - Galion |  | OH | Med | CT | July | N | 50 | 50 |  |  | 0 | 50 | 0 | 0 | 9200 | 0 | 2300 | 2300 | 134
ECAR | 2000 | PG&E - Napoleon |  | OH | Med | CT | July | N | 50 | 50 |  |  | 0 | 50 | 0 | 0 | 9200 | 0 | 2300 | 2300 | 135
ECAR | 2000 | Toledo Edison - Richland |  | OH | High | CT | July | N | 260 | 0 |  |  | 260 | 0 | 0 | 47840 | 0 | 0 | 47840 | 47840 | 137
ECAR | 2000 | Toledo Edison - Richland |  | OH | High | CT | September | N | 130 | 0 |  |  | 130 | 0 | 0 | 23920 | 0 | 0 | 23920 | 23920 | 138
ECAR | 2000 | Trigen-Cinergy - Ashtabula |  | OH | High | Cogen | October | N | 28 | 0 |  |  | 28 | 0 | 0 | 4368 | 0 | 0 | 4368 | 0 | 141
ECAR | 2000 | Trigen-Cinergy - Lafarge Gypsum |  | KY | Low | Cogen |  | N | 20 | 20 |  |  | 0 | 0 | 20 | 0 | 0 | 3120 | 0 | 0 | 140
ECAR | 2000 | Trigen-Cinergy - Middle Works |  | OH | Low | Cogen |  | N | 230 | 230 |  |  | 0 | 0 | 230 | 0 | 0 | 35880 | 0 | 0 | 139
ECAR | 2000 | Williams (Hoosier Energy Rural) |  | IN | Med | 1 | June | N | 400 | 400 |  |  | 0 | 400 | 0 | 0 | 73600 | 0 | 18400 | 18400 | 142
ERCOT | 2000 | ANP - Midlothian | Lone Star/Valero | TX | High | CC | June | Y | 1100 | 1100 |  | ABB GT24 OTC | 1100 | 0 | 0 | 198000 | 0 | 0 | 198000 | 0 | 76
ERCOT | 2000 | Calpine - Pasadena expansion | Midcon/Channel/Tejas/HPL | TX | High | Cogen | June | N | 510 | 510 |  |  | 510 | 0 | 0 | 79560 | 0 | 0 | 79560 | 0 | 77
ERCOT | 2000 | Calpine(was Duke) - Hildago/Edinburg | Duke Field Svs | TX | High | CC | June | Y | 500 | 500 |  |  | 500 | 0 | 0 | 90000 | 0 | 0 | 90000 | 0 | 78
ERCOT | 2000 | CSW - Mission (Frontera) |  | TX | High | CC | June | N | 160 | 160 |  |  | 160 | 0 | 0 | 28800 | 0 | 0 | 28800 | 0 | 79
ERCOT | 2000 | Dynegy - Lyondell |  | TX | Low | Cogen | June | N | 155 | 155 |  |  | 0 | 0 | 155 | 0 | 0 | 24180 | 0 | 0 | 80
ERCOT | 2000 | FPL (Panda) - Paris (Lamar Power) | NGPL/Black Marlin(NNG) | TX | High | CC | June | Y | 1000 | 300 |  | 7FA | 1000 | 0 | 0 | 180000 | 0 | 0 | 180000 | 0 | 81
ERCOT | 2000 | Golden Spread - Pampa |  | TX | Med | CC |  | N | 486 | 200 |  |  | 0 | 486 | 0 | 0 | 87480 | 0 | 21870 | 0 | 82
ERCOT | 2000 | LG&E /Columbia Electric - Gregory |  | TX | High | Cogen | July | N | 361 | 361 |  |  | 361 | 0 | 0 | 56316 | 0 | 0 | 56316 | 0 | 83
ERCOT | 2000 | PG&E(USGen)/UDS - Three Rivers |  | TX | Dead | Cogen |  | N | 0 | 0 |  |  | 0 | 0 | 0 | 0 | 0 | 0 | 0 | 0 | 84
ERCOT | 2000 | Reliant/Air Liquide - Orange (Sabine) |  | TX | High | Cogen | January | Y | 88.5 | 48.5 |  |  | 88.5 | 0 | 0 | 13806 | 0 | 0 | 13806 | 0 | 17
ERCOT | 2000 | San Antonio Public Service (CPS Von Rosenburg) |  | TX | High | CC | June | Y | 511 | 0 |  |  | 511 | 0 | 0 | 91980 | 0 | 0 | 91980 | 0 | 85
ERCOT | 2000 | Southern Co. - Brazos Electric (Bosque Co) (Whitney) |  | TX | High | CT | June | Y | 300 | 300 |  | 7FA | 300 | 0 | 0 | 55200 | 0 | 0 | 55200 | 55200 | 86
FRCC | 2000 | Bio Energy Partners - CSL Gas Recovery | FGT | FL | High | CT | June | Y | 2 | 0 | 0 | 0 | 2 | 0 | 0 | 368 | 0 | 0 | 368 | 368 | 692
FRCC | 2000 | FPL - Fort Meyers | FGT | FL | High | CC | October | N | 1400 | 0 |  |  | 1400 | 0 | 0 | 252000 | 0 | 0 | 252000 | 0 | 88
FRCC | 2000 | JEA - Kennedy | FGT +++ | FL | High | CT | June | Y | 165 | 0 |  |  | 165 | 0 | 0 | 30360 | 0 | 0 | 30360 | 30360 | 89
FRCC | 2000 | Tallahassee - Purdom #8 | FGT | FL | High | CC | May | Y | 250 | 0 |  |  | 250 | 0 | 0 | 45000 | 0 | 0 | 45000 | 0 | 90
FRCC | 2000 | TECO - Hardee | FGT | FL | High | CT | June | Y | 75 | 0 |  |  | 75 | 0 | 0 | 13800 | 0 | 0 | 13800 | 13800 | 91
FRCC | 2000 | TECO - Polk Power Station | FGT **** | FL | High | SC | July | N | 150 | 0 |  |  | 150 | 0 | 0 | 27600 | 0 | 0 | 27600 | 27600 | 92
MAIN | 2000 | Ameren - Gibson | NGPL GC | IL | High | CT | June | N | 234 | 234 |  |  | 234 | 0 | 0 | 43056 | 0 | 0 | 43056 | 43056 | 98
MAIN | 2000 | Ameren - Meramec (St. Louis) |  | MO | High | CT | June | Y | 48 | 0 |  |  | 48 | 0 | 0 | 8832 | 0 | 0 | 8832 | 8832 | 97
MAIN | 2000 | Ameren - Patoka | NGPL GC | IL | High | CT | June | N | 135 | 135 |  |  | 135 | 0 | 0 | 24840 | 0 | 0 | 24840 | 24840 | 99
MAIN | 2000 | CalEnergy/Mid Am (Cordova) - Quad Cities (2001?) | NBPL | IL | High | CC | June | N | 537 | 537 |  |  | 537 | 0 | 0 | 96660 | 0 | 0 | 96660 | 0 | 101
MAIN | 2000 | Cogeneration Corp of America - Morris |  | IL | High | CC | June | N | 60 | 60 |  |  | 60 | 0 | 0 | 10800 | 0 | 0 | 10800 | 0 | 100
MAIN | 2000 | ENA - Wilton Center (Lincoln Energy Center) | NBPL | IL | High | CT | May | Y | 564.4 | 564.4 |  |  | 564.4 | 0 | 0 | 103849.6 | 0 | 0 | 103849.6 | 103849.6 | 102
MAIN | 2000 | Indeck Energy - Buffalo Grove (Libertyville) |  | IL | Med | CT | December | N | 300 | 300 |  |  | 0 | 300 | 0 | 0 | 55200 | 0 | 13800 | 13800 | 104
MAIN | 2000 | Indeck Energy - McHenry County (DuPage Airport) |  | IL | Low | CT | June | N | 300 | 300 |  |  | 0 | 0 | 300 | 0 | 0 | 55200 | 0 | 0 | 103
MAIN | 2000 | KN Energy- Island Lake |  | IL | Dead | CC |  | N | 0 | 0 |  |  | 0 | 0 | 0 | 0 | 0 | 0 | 0 | 0 | 105
MAIN | 2000 | Madison Gas & Electric/WPS - West Marinette | ANR | WI | High | CT | June | Y | 83 | 0 |  |  | 83 | 0 | 0 | 15272 | 0 | 0 | 15272 | 15272 | 113
MAIN | 2000 | NRG/Dynegy - East Dundee(Rocky Road II) | NiGas | IL | High | CT | July | Y | 100 | 100 |  |  | 100 | 0 | 0 | 18400 | 0 | 0 | 18400 | 18400 | 106
MAIN | 2000 | Reliant - Carb Orchard |  | IL | High | CT | June | N | 328 | 328 |  |  | 328 | 0 | 0 | 60352 | 0 | 0 | 60352 | 60352 | 107
MAIN | 2000 | Reliant - DuPage County |  | IL | High | CT | June | N | 270 | 270 |  |  | 270 | 0 | 0 | 49680 | 0 | 0 | 49680 | 49680 | 109
MAIN | 2000 | Reliant - Shelby County (Neoga) | Trunkline | IL | High | CT | June | Y | 225 | 225 |  |  | 225 | 0 | 0 | 41400 | 0 | 0 | 41400 | 41400 | 108
MAIN | 2000 | Southern/WEPCO - Neenah | ANR | WI | High | CT | June | Y | 300 | 50 |  |  | 300 | 0 | 0 | 55200 | 0 | 0 | 55200 | 55200 | 110
MAIN | 2000 | Southwestern Elec Coop - St. Elmo | NGPL | IL | High | CT | June | Y | 45 | 45 |  |  | 45 | 0 | 0 | 8280 | 0 | 0 | 8280 | 8280 | 111
MAIN | 2000 | Trigen-St Louis (Tuscola) |  | IL | High | Cogen | January | Y | 34 | 34 |  |  | 34 | 0 | 0 | 5304 | 0 | 0 | 5304 | 0 | 112
MAIN | 2000 | Unicom - North Chicago |  | IL | High | CT | June | N | 77 | 0 |  |  | 77 | 0 | 0 | 14168 | 0 | 0 | 14168 | 14168 | 114
MAIN | 2000 | WEPCO - Germantown |  | WI | High | CT | May | Y | 72.6 | 0 |  |  | 72.6 | 0 | 0 | 13358.4 | 0 | 0 | 13358.4 | 13358.4 | 115
MAPP | 2000 | NSP MN - Black Dog (coal conv) Phane II (2002) |  | MN | Low | 1 |  | N | 0 | 0 |  |  | 0 | 0 | 0 | 0 | 0 | 0 | 0 | 0 | 117
MAPP | 2000 | OPPD - Omaha | NNG | NE | High | CT | June | N | 96 | 0 |  |  | 96 | 0 | 0 | 17664 | 0 | 0 | 17664 | 17664 | 118
MAPPC | 2000 | CanOxy | TransGas | SK | High | 1 |  | N | 43 | 0 |  |  | 43 | 0 | 0 | 7912 | 0 | 0 | 7912 | 7912 | 116
MAPPC | 2000 | SaskPower | TransGas | SK | Dead | 1 |  | N | 0 | 0 |  |  | 0 | 0 | 0 | 0 | 0 | 0 | 0 | 0 | 119
MAPPC | 2000 | TranAlta Energy - Lloydminster |  | SK | High | CC |  | N | 210 | 210 |  |  | 210 | 0 | 0 | 37800 | 0 | 0 | 37800 | 0 | 120
NPCC | 2000 | Cabot LNG - Everett (2002) |  | MA | Low | Cogen | June | N | 0 | 0 |  |  | 0 | 0 | 0 | 0 | 0 | 0 | 0 | 0 | 143
NPCC | 2000 | Calpine/IPP - Westbrook | MNE | ME | High | CC | July | N | 540 | 540 |  |  | 540 | 0 | 0 | 97200 | 0 | 0 | 97200 | 0 | 155
NPCC | 2000 | Duke - Veazie (Maine Independence) Casco Bay | MNE | ME | High | CC | March | Y | 481.2 | 481.2 |  |  | 481.2 | 0 | 0 | 86616 | 0 | 0 | 86616 | 0 | 145
NPCC | 2000 | EMI/Calpine - Rumford | PNGTS | ME | High | CC | April | N | 265 | 265 |  |  | 265 | 0 | 0 | 47700 | 0 | 0 | 47700 | 0 | 147
NPCC | 2000 | EMI/Calpine - Tiverton | Algon | RI | High | CC | March | Y | 239.6 | 239.6 |  |  | 239.6 | 0 | 0 | 43128 | 0 | 0 | 43128 | 0 | 148
NPCC | 2000 | Foss Maufacutring - Hamption Facility |  | NH | High | CT | January | Y | 4.3 | 0 | 0 | 0 | 4.3 | 0 | 0 | 791.2 | 0 | 0 | 791.2 | 791.2 | 688
NPCC | 2000 | FPL - ESI New Bedford |  | MA | Low | 1 | November | N | 250 | 250 |  |  | 0 | 0 | 250 | 0 | 0 | 46000 | 0 | 0 | 149
NPCC | 2000 | FPL - Mason (Wiscassett) |  | ME | Low | CC |  | N | 500 | 500 |  |  | 0 | 0 | 500 | 0 | 0 | 90000 | 0 | 0 | 150
NPCC | 2000 | FPL - Wyman A | MNE | ME | Dead | CT | January | N | 0 | 0 |  |  | 0 | 0 | 0 | 0 | 0 | 0 | 0 | 0 | 151
NPCC | 2000 | FPL - Yarmouth |  | ME | Dead | CC |  | N | 0 | 0 |  |  | 0 | 0 | 0 | 0 | 0 | 0 | 0 | 0 | 152
NPCC | 2000 | GKO - South Norwalk |  | CT | Low | 1 | January | N | 175 | 175 |  |  | 0 | 0 | 175 | 0 | 0 | 32200 | 0 | 0 | 153
NPCC | 2000 | HQ/Champion - Bucksport | MNE/Bangor Gas | ME | High | Cogen | July | Y | 174 | 120 |  |  | 174 | 0 | 0 | 27144 | 0 | 0 | 27144 | 0 | 154
NPCC | 2000 | PDC - Berkshire (Agawam) | Tenn | MA | High | CC | July | Y | 272 | 272 |  |  | 272 | 0 | 0 | 48960 | 0 | 0 | 48960 | 0 | 156
NPCC | 2000 | PG&E(US Gen) - Charlton (Millennium) | Tenn | MA | High | CC | April | Y | 316.4 | 316.4 |  |  | 316.4 | 0 | 0 | 56952 | 0 | 0 | 56952 | 0 | 157
NPCC | 2000 | Polsky/UI - Jay (Androscoggin) | PNGTS | ME | High | CT | June | N | 55 | 55 |  |  | 55 | 0 | 0 | 10120 | 0 | 0 | 10120 | 10120 | 158
NPCC | 2000 | Skygen - Livermore Falls |  | ME | Dead | CC | December | N | 0 | 0 |  |  | 0 | 0 | 0 | 0 | 0 | 0 | 0 | 0 | 159
NPCC | 2000 | Skygen - Versaille |  | CT | Dead | 1 |  | N | 0 | 0 |  |  | 0 | 0 | 0 | 0 | 0 | 0 | 0 | 0 | 160
NPCC | 2000 | Southern Energy - Newington |  | NH | Med | CC | February | N | 525 | 525 |  |  | 0 | 525 | 0 | 0 | 94500 | 0 | 23625 | 0 | 161
NPCCC | 2000 | Enron Canada - Moore Power Plant | TCPL/Union | ON | Low | CT | December | N | 166 | 166 |  |  | 0 | 0 | 166 | 0 | 0 | 30544 | 0 | 0 | 146
NPCCC | 2000 | Tractabel/NB Power |  | NB | Low | CC | December | N | 350 | 350 |  |  | 0 | 0 | 350 | 0 | 0 | 63000 | 0 | 0 | 162
PJM | 2000 | Calpine - Ontelaunee Energy (2001) | TETCO | PA | Low | CC |  | N | 0 | 0 |  |  | 0 | 0 | 0 | 0 | 0 | 0 | 0 | 0 | 93
PJM | 2000 | Commonwealth-Chesapeake - TM Power |  | VA | High | CT | July | Y | 135 | 135 |  |  | 135 | 0 | 0 | 24840 | 0 | 0 | 24840 | 24840 | 94
PJM | 2000 | Motiva - Delaware City |  | DE | High | CT | May | Y | 156.4 | 156.4 |  |  | 156.4 | 0 | 0 | 28777.6 | 0 | 0 | 28777.6 | 28777.6 | 95
PJM | 2000 | PSEG - Burlington |  | NJ | High | CT | June | Y | 186 | 186 | 0 | 0 | 186 | 0 | 0 | 34224 | 0 | 0 | 34224 | 34224 | 685
PJM | 2000 | Trigen-Cinergy - Sweetheart Cups |  | MD | High | Cogen | December | N | 15 | 0 |  |  | 15 | 0 | 0 | 2340 | 0 | 0 | 2340 | 0 | 96
SERC | 2000 | Alabama Power (SOCO) - Barry | Koch | AL | High | CC | May | Y | 457.5 | 0 |  |  | 457.5 | 0 | 0 | 82350 | 0 | 0 | 82350 | 0 | 164
SERC | 2000 | Baconton (Cornerstone) |  | GA | High | CT | June | Y | 188 | 188 | 0 | LM 6000 | 188 | 0 | 0 | 34592 | 0 | 0 | 34592 | 34592 | 680
SERC | 2000 | Calpine - Cataula |  | GA | High | CT | June | Y | 680 | 680 |  |  | 680 | 0 | 0 | 125120 | 0 | 0 | 125120 | 125120 | 165
SERC | 2000 | Cogentrix - Southaven |  | NC | High | CT | March | Y | 680.9 | 680.9 | 0 | 0 | 680.9 | 0 | 0 | 125285.6 | 0 | 0 | 125285.6 | 125285.6 | 690
SERC | 2000 | CP&L - Asheville 4 |  | NC | High | CT | March | Y | 180 | 0 |  |  | 180 | 0 | 0 | 33120 | 0 | 0 | 33120 | 33120 | 166
SERC | 2000 | CP&L - Monroe Walton Co. | Transco | GA | High | CT | January | Y | 136 | 0 |  |  | 136 | 0 | 0 | 25024 | 0 | 0 | 25024 | 25024 | 60
SERC | 2000 | CP&L - Wayne Co | NCNG | NC | High | CT | May | Y | 720 | 0 |  |  | 720 | 0 | 0 | 132480 | 0 | 0 | 132480 | 132480 | 167
SERC | 2000 | Dominion - VA Power (Caroline Co) - 2001? |  | VA | Med | CT | June | N | 320 | 0 |  |  | 0 | 320 | 0 | 0 | 58880 | 0 | 14720 | 14720 | 168
SERC | 2000 | Duke - Calvert City (Marshall Co) I |  | KY | High | CT | June | Y | 68 | 68 |  | 7EA | 68 | 0 | 0 | 12512 | 0 | 0 | 12512 | 12512 | 458
SERC | 2000 | Dynegy - Lake Charles (Calcasieu) | Koch/Sabine | LA | High | CT | June | Y | 155 | 155 |  |  | 155 | 0 | 0 | 28520 | 0 | 0 | 28520 | 28520 | 169
SERC | 2000 | Dynegy - Rockingham | Transco Z5 | NC | High | CT | June | Y | 800 | 200 |  |  | 800 | 0 | 0 | 147200 | 0 | 0 | 147200 | 147200 | 170
SERC | 2000 | ENA - Calvert City | TGT | KY | Low | CT | June | N | 0 | 0 |  |  | 0 | 0 | 0 | 0 | 0 | 0 | 0 | 0 | 171
SERC | 2000 | ENA - Gleason | ANR | TN | High | CT | May | Y | 462.4 | 462.4 |  |  | 462.4 | 0 | 0 | 85081.6 | 0 | 0 | 85081.6 | 85081.6 | 172
SERC | 2000 | Entergy - Louisiana 2 (Baton Rouge) |  | LA | High | CT | July | Y | 140 | 0 |  |  | 140 | 0 | 0 | 25760 | 0 | 0 | 25760 | 25760 | 173
SERC | 2000 | FPL - Kinetic |  | AL | Med | CT |  | N | 628 | 628 | 0 | 0 | 0 | 628 | 0 | 0 | 115552 | 0 | 28888 | 28888 | 681
SERC | 2000 | Georgia Power (SOCO) - Dahlberg | Transco Z4 | GA | High | CT | June | Y | 640 | 0 |  |  | 640 | 0 | 0 | 117760 | 0 | 0 | 117760 | 117760 | 174
SERC | 2000 | LG&E - Clarke County | Transco Z4 | GA | Med | CT | June | N | 325 | 0 |  |  | 0 | 325 | 0 | 0 | 59800 | 0 | 14950 | 14950 | 175
SERC | 2000 | LS Power/Cogentrix - Batesville | ANR/Tenn/Trkl/Col Gulf | MS | High | CC | March | Y | 837 | 837 |  |  | 837 | 0 | 0 | 150660 | 0 | 0 | 150660 | 0 | 176
SERC | 2000 | Morgan Stanley - Decatur |  | GA | Med | CT |  | N | 80 | 80 |  |  | 0 | 80 | 0 | 0 | 14720 | 0 | 3680 | 3680 | 177
SERC | 2000 | NRG - Sterlington |  | LA | High | CT | June | N | 132 | 132 | 0 | 0 | 132 | 0 | 0 | 24288 | 0 | 0 | 24288 | 24288 | 682
SERC | 2000 | Oglethorpe - Polk County |  | GA | High | CT | June | Y | 500 | 0 |  |  | 500 | 0 | 0 | 92000 | 0 | 0 | 92000 | 92000 | 178
SERC | 2000 | Old Dominion CO-OP (Remington) |  | VA | Low | 1 |  | N | 0 | 0 |  |  | 0 | 0 | 0 | 0 | 0 | 0 | 0 | 0 | 179
SERC | 2000 | PG&E(US Gen) - Georgia |  | GA | Low | 1 |  | N | 440 | 440 |  |  | 0 | 0 | 440 | 0 | 0 | 80960 | 0 | 0 | 180
SERC | 2000 | Skygen - Broad River Energy center |  | SC | High | CT | July | Y | 453 | 453 |  |  | 453 | 0 | 0 | 83352 | 0 | 0 | 83352 | 83352 | 181
SERC | 2000 | Sonat Energy - Upson County (Thomaston) - West Georgia Gen | SoNat | GA | High | CT | June | Y | 680 | 115 |  |  | 680 | 0 | 0 | 125120 | 0 | 0 | 125120 | 125120 | 182
SERC | 2000 | TVA Gallatin Plant (Wilson County) | Columbia Gulf | TN | High | CT | July | Y | 300 | 300 |  |  | 300 | 0 | 0 | 55200 | 0 | 0 | 55200 | 55200 | 183
SERC | 2000 | TVA Johnsonville |  | TN | High | CT | July | Y | 300 | 300 |  |  | 300 | 0 | 0 | 55200 | 0 | 0 | 55200 | 55200 | 184
SERC | 2000 | VEPCO (Virginia Power) - Fauquier City (Remington) |  | VA | High | CT | June | Y | 616 | 0 |  |  | 616 | 0 | 0 | 113344 | 0 | 0 | 113344 | 113344 | 185
SERC | 2000 | Walton EMC - Doyle | Transco Z4 | GA | High | CT | May | Y | 263.5 | 0 |  |  | 263.5 | 0 | 0 | 48484 | 0 | 0 | 48484 | 48484 | 186
SPP | 2000 | AEC/KAMO Power - Chouteau |  | OK | High | CC | June | Y | 530 | 130 |  |  | 530 | 0 | 0 | 95400 | 0 | 0 | 95400 | 0 | 199
SPP | 2000 | CLECO - Evangeline |  | LA | High | CC | May | Y | 918.5 | 0 |  |  | 918.5 | 0 | 0 | 165330 | 0 | 0 | 165330 | 0 | 200
SPP | 2000 | Iola, City of |  | KS | High | CT | June | Y | 4.9 | 4.9 | 0 |  | 4.9 | 0 | 0 | 901.6 | 0 | 0 | 901.6 | 901.6 | 696
SPP | 2000 | KCP&L - Hawthorn |  | MO | High | CC | May | Y | 304 | 0 |  |  | 304 | 0 | 0 | 54720 | 0 | 0 | 54720 | 0 | 203
SPP | 2000 | Koch-Sterlington |  | LA | High | CT | July | Y | 170 | 170 |  |  | 170 | 0 | 0 | 31280 | 0 | 0 | 31280 | 31280 | 201
SPP | 2000 | OG&E - Mustang & Horseshoe |  | OK | High | CT | May | N | 210 | 0 |  |  | 210 | 0 | 0 | 38640 | 0 | 0 | 38640 | 38640 | 202
SPP | 2000 | Western Resouces - Sedgwick Co. (Gordon Evans) | Willaims Central | KS | High | CT | June | Y | 147 | 0 |  |  | 147 | 0 | 0 | 27048 | 0 | 0 | 27048 | 27048 | 204
WSCC | 2000 | Adair/Native American - Glacier |  | MT | Low | CT |  | N | 160 | 160 |  |  | 0 | 0 | 160 | 0 | 0 | 29440 | 0 | 0 | 187
WSCC | 2000 | Black Hills Generation - Arapahoe | CIG/PSCO | CO | High | CT | June | Y | 74 | 74 |  |  | 74 | 0 | 0 | 13616 | 0 | 0 | 13616 | 13616 | 196
WSCC | 2000 | Black Hills Power & Light - Gillette | KN | WY | High | CT | June | Y | 34 | 34 |  |  | 34 | 0 | 0 | 6256 | 0 | 0 | 6256 | 6256 | 189
WSCC | 2000 | California Institue of Technology |  | CA | High | CT | January | Y | 5.2 | 0 | 0 | 0 | 5.2 | 0 | 0 | 956.8 | 0 | 0 | 956.8 | 956.8 | 687
WSCC | 2000 | City of Springfield - Whitehead |  | UT | High | CT | February | Y | 6.8 | 0 | 0 | 0 | 6.8 | 0 | 0 | 1251.2 | 0 | 0 | 1251.2 | 1251.2 | 689
WSCC | 2000 | Coastal - Pawnee Station (Brush) - Fulton Cogen 0 Manchief Station | CIG/PSCO | CO | High | CT | May | Y | 328.1 | 0 |  |  | 328.1 | 0 | 0 | 60370.4 | 0 | 0 | 60370.4 | 60370.4 | 190
WSCC | 2000 | Delta Power - Detroit Gas (Cobisa/Pearson) | PSNM ?? | NM | High | CT | June | N | 140 | 140 |  |  | 140 | 0 | 0 | 25760 | 0 | 0 | 25760 | 25760 | 192
WSCC | 2000 | Dynegy - Santa Teresa | El Paso | NM | Med | CC |  | N | 500 | 500 |  |  | 0 | 500 | 0 | 0 | 90000 | 0 | 22500 | 0 | 193
WSCC | 2000 | PSCO - Arapahoe/Valmont | CIG/PSCO | CO | High | CT | June | Y | 126 | 0 |  |  | 126 | 0 | 0 | 23184 | 0 | 0 | 23184 | 23184 | 195
WSCCC | 2000 | Air Liquide/Shell - Scotford |  | AB | High | CC |  | N | 84 | 29 |  |  | 84 | 0 | 0 | 15120 | 0 | 0 | 15120 | 0 | 188
WSCCC | 2000 | CU Power/Nova/Epcor - Joffre |  | AB | High | CC | June | Y | 416 | 270 |  |  | 416 | 0 | 0 | 74880 | 0 | 0 | 74880 | 0 | 191
WSCCC | 2000 | Island Cogeneration |  | BC | High | CC | June | N | 240 | 240 |  |  | 240 | 0 | 0 | 43200 | 0 | 0 | 43200 | 0 | 194
WSCCC | 2000 | TCPL - Cancarb (Medicine Hat) |  | AB | High | CC |  | N | 63 | 25 |  |  | 63 | 0 | 0 | 11340 | 0 | 0 | 11340 | 0 | 198
[9 empty] | 35942.1 | 22249 | 0 | 0 | 29257.1 | 3939 | 2746 | 5295195.6 | 718732 | 490524 |  |  |  | 2000
ECAR | 2001 | Cinergy - Cincinnati (West End) |  | OH | Med | CT | June | N | 90 | 90 |  |  | 0 | 90 | 0 | 0 | 16560 | 0 | 4140 | 4140 | 205
ECAR | 2001 | Cinergy -Erlanger |  | KY | Med | CT |  |  | 80 | 80 |  |  | 0 | 80 | 0 | 0 | 14720 | 0 | 3680 | 3680 | 206
ECAR | 2001 | CMS Energy/DTE Energy Dearborn | PEPL/MichCon | MI | Med | CT |  | N | 310 | 310 |  |  | 0 | 310 | 0 | 0 | 57040 | 0 | 14260 | 14260 | 207
ECAR | 2001 | Columbia Electric - Ceredo (Twelvepole Creek) | Columbia Gas | WV | Med | CT |  | N | 500 | 500 |  |  | 0 | 500 | 0 | 0 | 92000 | 0 | 23000 | 23000 | 209
ECAR | 2001 | Columbia Electric - Henderson Co |  | KY | Low | CT | June | N | 500 | 500 |  |  | 0 | 0 | 500 | 0 | 0 | 92000 | 0 | 0 | 208
ECAR | 2001 | Constellation - Bristol (Wayne Co) |  | WV | Med | CT | June | N | 300 | 300 |  |  | 0 | 300 | 0 | 0 | 55200 | 0 | 13800 | 13800 | 210
ECAR | 2001 | Consumers Energy @ Morrow Site |  | MI ? | High | CC |  | N | 60 | 0 |  |  | 60 | 0 | 0 | 10800 | 0 | 0 | 10800 | 0 | 211
ECAR | 2001 | Dayton Power & Light - (Chester) Wells Co. |  | IN | Med | CT | June | N | 400 | 400 |  |  | 0 | 400 | 0 | 0 | 73600 | 0 | 18400 | 18400 | 213
ECAR | 2001 | Dayton Power & Light - Greenville (Darke Co) |  | OH | Med | CT | March | N | 200 | 200 |  |  | 0 | 200 | 0 | 0 | 36800 | 0 | 9200 | 9200 | 216
ECAR | 2001 | Dayton Power & Light - Greenville (Wells/Hamilton Co) |  | IN | Med | CT | May | N | 200 | 0 |  |  | 0 | 200 | 0 | 0 | 36800 | 0 | 9200 | 9200 | 212
ECAR | 2001 | Dayton Power & Light - Tait (Montgomery Co) |  | OH | High | CT | June | N | 320 | 320 |  |  | 320 | 0 | 0 | 58880 | 0 | 0 | 58880 | 58880 | 215
ECAR | 2001 | Dayton Power & Light - West Lancaster (Fairfield) | Columbia Gas | OH | High | CT | June | N | 200 | 200 |  |  | 200 | 0 | 0 | 36800 | 0 | 0 | 36800 | 36800 | 214
ECAR | 2001 | Duke - DeSoto |  | IN | Low | CT | June | N | 320 | 320 |  |  | 0 | 0 | 320 | 0 | 0 | 58880 | 0 | 0 | 218
ECAR | 2001 | Dynegy - Riverside Generating | Tennessee | KY | High | CT | June | N | 500 | 500 |  |  | 500 | 0 | 0 | 92000 | 0 | 0 | 92000 | 92000 | 217
ECAR | 2001 | Entergy - Jackson Generating (Bloomfield) |  | OH | Med | CT | June | N | 640 | 640 |  |  | 0 | 640 | 0 | 0 | 117760 | 0 | 29440 | 29440 | 662
ECAR | 2001 | First Energy - West Loraine (Defiance) | Columbia Gas/EOG | OH | High | CT | Spring | N | 425 | 0 |  |  | 425 | 0 | 0 | 78200 | 0 | 0 | 78200 | 78200 | 219
ECAR | 2001 | Kentucky Utilities/LG&E - (Brown/Paddy's Run) |  | KY | High | CT |  | N | 284 | 0 |  |  | 284 | 0 | 0 | 52256 | 0 | 0 | 52256 | 52256 | 221
ECAR | 2001 | NiSource - Whiting (BP Amoco Refining) |  | IN | High | Cogen |  | N | 525 | 425 |  |  | 525 | 0 | 0 | 81900 | 0 | 0 | 81900 | 0 | 222
ECAR | 2001 | Primary Energy - Indiana Harbor (LTV) |  | IN | High | Cogen | September | N | 50 | 50 |  |  | 50 | 0 | 0 | 7800 | 0 | 0 | 7800 | 0 | 224
ECAR | 2001 | PSEG Global - Morristown |  | IN | Med | CT | June | N | 180 | 180 |  |  | 0 | 180 | 0 | 0 | 33120 | 0 | 8280 | 8280 | 225
ECAR | 2001 | Putnam Energy Center |  | IN | Med | CT | June | N | 500 | 500 | 0 | LM 6000 | 0 | 500 | 0 | 0 | 92000 | 0 | 23000 | 23000 | 778
ECAR | 2001 | SEI - Zeeland I (Grand Rapids) |  | MI | Med | CC | June | N | 300 | 300 |  |  | 0 | 300 | 0 | 0 | 54000 | 0 | 13500 | 0 | 226
ECAR | 2001 | SIG&E |  | IN | High | CT |  | N | 80 | 0 |  |  | 80 | 0 | 0 | 14720 | 0 | 0 | 14720 | 14720 | 227
ECAR | 2001 | SIG&E |  | IN | High | Cogen |  | N | 42 | 0 |  |  | 42 | 0 | 0 | 6552 | 0 | 0 | 6552 | 0 | 228
ERCOT | 2001 | ANP - Hayes County (San Marcos) 2002? | Oasis | TX | High | CC | June | N | 1100 | 1100 |  |  | 1100 | 0 | 0 | 198000 | 0 | 0 | 198000 | 0 | 229
ERCOT | 2001 | ANP - Midlothian | Lone Star/Valero | TX | High | CT | October | N | 550 | 550 |  |  | 550 | 0 | 0 | 101200 | 0 | 0 | 101200 | 101200 | 231
ERCOT | 2001 | ANP/US Gen - Edinburg Phase I |  | TX | Low | CC | June | N | 550 | 550 |  |  | 0 | 0 | 550 | 0 | 0 | 99000 | 0 | 0 | 230
ERCOT | 2001 | Calpine - Edinburg (Magic Valley) | Valero/TETCO/Tenn/Trunkline/HPL | TX | High | CC | January | N | 700 | 300 |  |  | 700 | 0 | 0 | 126000 | 0 | 0 | 126000 | 0 | 232
ERCOT | 2001 | Calpine/Bayer - Baytown | Channel/Midcon/Tejas | TX | Med | Cogen | November | N | 700 | 0 |  |  | 0 | 700 | 0 | 0 | 109200 | 0 | 27300 | 0 | 233
ERCOT | 2001 | Calpine/Bayer - Baytown | Channel/Midcon/Tejas | TX | Med | CT | November | N | 100 | 100 |  |  | 0 | 100 | 0 | 0 | 18400 | 0 | 4600 | 4600 | 234
ERCOT | 2001 | Calpine/CITCO - Ship Channel |  | TX | Med | Cogen |  | N | 560 | 0 |  |  | 0 | 560 | 0 | 0 | 87360 | 0 | 21840 | 0 | 235
ERCOT | 2001 | Calpine/GenTex Power - Lost Pines I |  | TX | High | CC | June | N | 500 | 250 |  |  | 500 | 0 | 0 | 90000 | 0 | 0 | 90000 | 0 | 236
ERCOT | 2001 | Coastal - Bastrop |  | TX | Med | CC |  | N | 550 | 550 |  |  | 0 | 550 | 0 | 0 | 99000 | 0 | 24750 | 0 | 237
ERCOT | 2001 | Cobisa - Forney |  | TX | Low | CC | June | N | 1500 | 1500 |  |  | 0 | 0 | 1500 | 0 | 0 | 270000 | 0 | 0 | 238
ERCOT | 2001 | Conoco - Sabine River Works | Valero | TX | Med | Cogen | Summer | N | 420 | 350 |  |  | 0 | 420 | 0 | 0 | 65520 | 0 | 16380 | 0 | 239
ERCOT | 2001 | Constellation - Gilmer (Longview) | HPL/Tejas/NGPL/Midcon | TX | Med | CC | June | N | 800 | 800 |  |  | 0 | 800 | 0 | 0 | 144000 | 0 | 36000 | 0 | 240
ERCOT | 2001 | Coral/LCRA - Lost Pines |  | TX | Low | 1 |  | Y | 1500 | 1500 |  |  | 0 | 0 | 1500 | 0 | 0 | 276000 | 0 | 0 | 241
ERCOT | 2001 | Duke - Jack County | NGPL | TX | Med | CC | June | N | 500 | 500 |  |  | 0 | 500 | 0 | 0 | 90000 | 0 | 22500 | 0 | 243
ERCOT | 2001 | Duke - Mesquite |  | TX | Med | CC | June | N | 500 | 500 |  |  | 0 | 500 | 0 | 0 | 90000 | 0 | 22500 | 0 | 244
ERCOT | 2001 | ENA - Austin Energy (Sand Hill Energy Center) |  | TX | High | CT | May | N | 180 | 180 |  |  | 180 | 0 | 0 | 33120 | 0 | 0 | 33120 | 33120 | 245
ERCOT | 2001 | Garland Power & Light (2001?) |  | TX | Med | CT | June | N | 85 | 0 |  |  | 0 | 85 | 0 | 0 | 15640 | 0 | 3910 | 3910 | 246
ERCOT | 2001 | Panda - Taylor Creek (Wichita Falls) |  | TX | Med | Cogen | Summer | N | 1000 | 1000 |  |  | 0 | 1000 | 0 | 0 | 156000 | 0 | 39000 | 0 | 247
ERCOT | 2001 | Panda/PSEG - Ector County (Odessa) | El Paso | TX | High | CC | June | N | 1000 | 1000 |  |  | 1000 | 0 | 0 | 180000 | 0 | 0 | 180000 | 0 | 248
ERCOT | 2001 | Panda/PSEG - Marion (Guadalupe Power) |  | TX | High | CC | January | N | 1000 | 1000 |  |  | 1000 | 0 | 0 | 180000 | 0 | 0 | 180000 | 0 | 249
ERCOT | 2001 | Reliant - Equistar Chemical |  | TX | High | Cogen | November | N | 750 | 450 |  |  | 750 | 0 | 0 | 117000 | 0 | 0 | 117000 | 0 | 250
ERCOT | 2001 | Skygen/Polsky - Corpus Christi | HPL/Valero/Tejas | TX | High | Cogen | January | N | 532 | 452 |  |  | 532 | 0 | 0 | 82992 | 0 | 0 | 82992 | 0 | 251
ERCOT | 2001 | Southern Co. - Brazos Electric (Bosque County) II |  | TX | Med | CT | June | N | 248 | 248 | 0 |  | 0 | 248 | 0 | 0 | 45632 | 0 | 11408 | 11408 | 697
ERCOT | 2001 | Tenaska Gateway Gen - Rusk County | Tejas | TX | High | CC | May | N | 830 | 830 |  |  | 830 | 0 | 0 | 149400 | 0 | 0 | 149400 | 0 | 252
FRCC | 2001 | Calpine - Auburndale | FGT | FL | Low | 1 |  | N | 100 | 100 |  |  | 0 | 0 | 100 | 0 | 0 | 18400 | 0 | 0 | 256
FRCC | 2001 | El Paso - Hardee Co | FGT | FL | Low | 1 |  | N | 640 | 640 |  |  | 0 | 0 | 640 | 0 | 0 | 117760 | 0 | 0 | 255
FRCC | 2001 | El Paso - Pasco Co (510??) | FGT | FL | Low | 1 | June | N | 300 | 150 |  |  | 0 | 0 | 300 | 0 | 0 | 55200 | 0 | 0 | 254
FRCC | 2001 | ENA - Ft. Pierce | FGT | FL | High | CT | June | N | 190 | 190 |  |  | 190 | 0 | 0 | 34960 | 0 | 0 | 34960 | 34960 | 258
FRCC | 2001 | ENA - Lakeland | FGT | FL | Low | CT | January | N | 150 | 0 |  |  | 0 | 0 | 150 | 0 | 0 | 27600 | 0 | 0 | 257
FRCC | 2001 | FPC - Hines #2 | FGT **** | FL | delay | CC | June | N | 0 | 0 |  |  | 0 | 0 | 0 | 0 | 0 | 0 | 0 | 0 | 259
FRCC | 2001 | FPC - Intersession City | FGT **** | FL | High | SC | December | N | 255 | 0 |  |  | 255 | 0 | 0 | 46920 | 0 | 0 | 46920 | 46920 | 260
FRCC | 2001 | FPL - Martin Expansion | FGT | FL | High | CT |  | N | 340 | 0 |  |  | 340 | 0 | 0 | 62560 | 0 | 0 | 62560 | 62560 | 261
FRCC | 2001 | JEA - Brandy Branch | FGT +++ | FL | Med | CT | 1Q & 4Q | N | 450 | 230 |  |  | 0 | 450 | 0 | 0 | 82800 | 0 | 20700 | 20700 | 262
FRCC | 2001 | LS Power - Hardee Co. | FGT +++ | FL | High | CT | October |  | 510 | 510 |  |  | 510 | 0 | 0 | 93840 | 0 | 0 | 93840 | 93840 | 477
FRCC | 2001 | Polskly - Sterling Chemical (Skygen) | Koch Gateway | FL | Med + | Cogen |  | N | 250 | -56 |  |  | 0 | 250 | 0 | 0 | 39000 | 0 | 9750 | 0 | 263
FRCC | 2001 | Reliant - Orlando (Seminole EC) | FGT | FL | Med | CT | December | N | 460 | 300 |  |  | 0 | 460 | 0 | 0 | 84640 | 0 | 21160 | 21160 | 265
FRCC | 2001 | TECO - IMC | FGT | FL | High | Cogen |  | N | 150 | 150 |  |  | 150 | 0 | 0 | 23400 | 0 | 0 | 23400 | 0 | 264
MAIN | 2001 | ABBEV |  | IL | Low | CC |  | N | 1758 | 1758 |  |  | 0 | 0 | 1758 | 0 | 0 | 316440 | 0 | 0 | 277
MAIN | 2001 | Ameren - Kinmundy | NGPL GC | IL | High | CT | June | N | 234 | 234 |  |  | 234 | 0 | 0 | 43056 | 0 | 0 | 43056 | 43056 | 278
MAIN | 2001 | CILCO - Medina Valley |  | IL | High | CC | June | N | 45 | 0 |  |  | 45 | 0 | 0 | 8100 | 0 | 0 | 8100 | 0 | 280
MAIN | 2001 | Coastal - Fox River Peaking |  | IL | Low | CT | May | N | 390 | 0 | 0 |  | 0 | 0 | 390 | 0 | 0 | 71760 | 0 | 0 | 700
MAIN | 2001 | Constellation - University Park |  | IL | High | CT | June | N | 300 | 300 |  |  | 300 | 0 | 0 | 55200 | 0 | 0 | 55200 | 55200 | 281
MAIN | 2001 | Constellation - West Energy Project |  | IL | Low | CT | June |  | 300 | 300 | 0 |  | 0 | 0 | 300 | 0 | 0 | 55200 | 0 | 0 | 701
MAIN | 2001 | Duke - Audrain County | PEPL | MO | Med | CT | June | N | 640 | 640 |  |  | 0 | 640 | 0 | 0 | 117760 | 0 | 29440 | 29440 | 283
MAIN | 2001 | Duke - Lee County (Dixon) | NGPL | IL | Med | CT |  | N | 640 | 640 |  |  | 0 | 640 | 0 | 0 | 117760 | 0 | 29440 | 29440 | 282
MAIN | 2001 | ENA - Wilton Center | NBPL | IL | High | CT | June | N | 80 | 80 |  |  | 80 | 0 | 0 | 14720 | 0 | 0 | 14720 | 14720 | 284
MAIN | 2001 | ENA/Peoples (Calumet Power) |  | IL | Dead | CT | June |  | 0 | 0 |  |  | 0 | 0 | 0 | 0 | 0 | 0 | 0 | 0 | 615
MAIN | 2001 | Manitowoc Public Utilities - Shoto Energy |  | WI | Low | CT |  | N | 80 | 0 | 0 | GE PG65816 | 0 | 0 | 80 | 0 | 0 | 14720 | 0 | 0 | 780
MAIN | 2001 | Peoples/Dominion - Elwood II | PGLC/NBPL | IL | High | CT | June | N | 600 | 600 |  |  | 600 | 0 | 0 | 110400 | 0 | 0 | 110400 | 110400 | 286
MAIN | 2001 | Power Energy Partners (Crete Energy) |  | IL | Low | CT |  |  | 390 | 390 | 0 |  | 0 | 0 | 390 | 0 | 0 | 71760 | 0 | 0 | 702
MAIN | 2001 | Reliant - DuPage County |  | IL | High | CT | June | N | 684 | 684 |  |  | 684 | 0 | 0 | 125856 | 0 | 0 | 125856 | 125856 | 289
MAIN | 2001 | Reliant - McHenry County (Woodstock) |  | IL | Low | CT |  | N | 500 | 500 |  |  | 0 | 0 | 500 | 0 | 0 | 92000 | 0 | 0 | 287
MAIN | 2001 | Reliant - Roxana (Cardinal) |  | IL | High | CC | March | N | 634 | 500 |  |  | 634 | 0 | 0 | 114120 | 0 | 0 | 114120 | 0 | 288
MAIN | 2001 | SkyGen - Mt Vernon (Posey) |  | IN | Low | CC |  |  | 440 | 440 |  |  | 0 | 0 | 440 | 0 | 0 | 79200 | 0 | 0 | 664
MAIN | 2001 | Skygen/Alliant - Dane City/Johnston (Rockgen Energy) | ANR | WI | High | CT |  | N | 510 | 375 |  |  | 510 | 0 | 0 | 93840 | 0 | 0 | 93840 | 93840 | 480
MAIN | 2001 | Skygen/Wisvest - Calumet Energy Team (Cook Co) |  | IL | High | CT | June | N | 300 | 250 |  | Seimens V84.3A | 300 | 0 | 0 | 55200 | 0 | 0 | 55200 | 55200 | 279
MAIN | 2001 | Standard Power & Light - DuPage Airport |  | IL | Low | CT |  | N | 800 | 800 |  |  | 0 | 0 | 800 | 0 | 0 | 147200 | 0 | 0 | 291
MAIN | 2001 | University of Missouri |  | MO | High | CT |  |  | 26 | 0 | 0 |  | 26 | 0 | 0 | 4784 | 0 | 0 | 4784 | 4784 | 703
MAPP | 2001 | EnPower - Rosemount |  | MN | Med | 1 |  | N | 150 | 150 |  |  | 0 | 150 | 0 | 0 | 27600 | 0 | 6900 | 6900 | 266
MAPP | 2001 | Great River Energy - Mower County | NNG | MN | High | CT | April | N | 475 | 100 |  |  | 475 | 0 | 0 | 87400 | 0 | 0 | 87400 | 87400 | 267
MAPP | 2001 | Minnesota Power - Potlatch Cloquet | NNG | MN | High | CT |  | N | 24 | 24 |  |  | 24 | 0 | 0 | 4416 | 0 | 0 | 4416 | 4416 | 268
MAPP | 2001 | Northern Alternative - Green-Blended Energy |  | MN | High | CT |  | N | 300 | 300 |  |  | 300 | 0 | 0 | 55200 | 0 | 0 | 55200 | 55200 | 269
MAPP | 2001 | Tenaska/NRG Energy - Martin City | NBPL | MN | High | CT | June | N | 550 | 0 |  |  | 550 | 0 | 0 | 101200 | 0 | 0 | 101200 | 101200 | 270
NPCC | 2001 | AES - Southington (permit problems) |  | CT | Low | CT |  | N | 320 | 320 |  |  | 0 | 0 | 320 | 0 | 0 | 58880 | 0 | 0 | 292
NPCC | 2001 | ANP - Bellingham | Algon | MA | High | CC | June | N | 580 | 580 |  |  | 580 | 0 | 0 | 104400 | 0 | 0 | 104400 | 0 | 293
NPCC | 2001 | ANP - Blackstone | Tenn | MA | High | CC | March | N | 580 | 580 |  |  | 580 | 0 | 0 | 104400 | 0 | 0 | 104400 | 0 | 294
NPCC | 2001 | ANP - Gorham | MNE | ME | High | CC | December | N | 850 | 850 |  |  | 850 | 0 | 0 | 153000 | 0 | 0 | 153000 | 0 | 295
NPCC | 2001 | Calpine - Westbrook Power | MNE/PNGTS | ME | High | CC | March | N | 540 | 540 |  |  | 540 | 0 | 0 | 97200 | 0 | 0 | 97200 | 0 | 296
NPCC | 2001 | Cogen Tech - Linden | PSE&G | NJ | Med | CT |  | N | 125 | 125 |  |  | 0 | 125 | 0 | 0 | 23000 | 0 | 5750 | 5750 | 297
NPCC | 2001 | CT Municipal Electric - Norwich |  | CT | Low | 1 |  | N | 500 | 500 |  |  | 0 | 0 | 500 | 0 | 0 | 92000 | 0 | 0 | 298
NPCC | 2001 | IEG - Berwick |  | ME | Low | 1 |  | N | 500 | 500 |  |  | 0 | 0 | 500 | 0 | 0 | 92000 | 0 | 0 | 301
NPCC | 2001 | Indeck - North Smithfield (Tusipani Water) |  | RI | Dead | CC |  | N | 0 | 0 |  |  | 0 | 0 | 0 | 0 | 0 | 0 | 0 | 0 | 302
NPCC | 2001 | NYPA - 23rd Street Brooklyn | Transco | NY | High | CT | June | N | 79.9 | 79.9 | 0 | LM 6000 | 79.9 | 0 | 0 | 14701.6 | 0 | 0 | 14701.6 | 14701.6 | 766
NPCC | 2001 | NYPA - Harlem Rail | Transco | NY | Med | CT | June | N | 79.9 | 79.9 | 0 | LM 6000 | 0 | 79.9 | 0 | 0 | 14701.6 | 0 | 3675.4 | 3675.4 | 772
NPCC | 2001 | NYPA - Hell Gate | Transco | NY | High | CT | June | N | 79.9 | 79.9 | 0 | LM 6000 | 79.9 | 0 | 0 | 14701.6 | 0 | 0 | 14701.6 | 14701.6 | 773
NPCC | 2001 | NYPA - Pilgrim State Hospital | Transco | NY | High | CT | June | N | 44 | 44 | 0 | LM 6000 | 44 | 0 | 0 | 8096 | 0 | 0 | 8096 | 8096 | 777
NPCC | 2001 | NYPA - Vernon Blvd. | Transco | NY | High | CT | June | N | 79.9 | 79.9 | 0 | LM 6000 | 79.9 | 0 | 0 | 14701.6 | 0 | 0 | 14701.6 | 14701.6 | 783
NPCC | 2001 | NYPA - Virginia Ave. | Transco | NY | High | CT | June | N | 44 | 44 | 0 | LM 6000 | 44 | 0 | 0 | 8096 | 0 | 0 | 8096 | 8096 | 784
NPCC | 2001 | Orrington Gen Ptnrs - Orrington |  | ME | Dead | 1 | July | N | 0 | 0 |  |  | 0 | 0 | 0 | 0 | 0 | 0 | 0 | 0 | 305
NPCC | 2001 | Patriot Power - Holyoke (Duke) |  | MA | Low | 1 |  | N | 300 | 300 |  |  | 0 | 0 | 300 | 0 | 0 | 55200 | 0 | 0 | 306
NPCC | 2001 | PDC - Milford | Tenn/Iroq | CT | High | CC | February | N | 544 | 544 |  |  | 544 | 0 | 0 | 97920 | 0 | 0 | 97920 | 0 | 308
NPCC | 2001 | PDC - Westfield (Summit Power) site problems |  | MA | Low | CC | March | N | 276 | 276 |  |  | 0 | 0 | 276 | 0 | 0 | 49680 | 0 | 0 | 307
NPCC | 2001 | PDC/El Paso - Meriden-Berlin | Tenn/Algon | CT | Med | CC | 3Q | N | 544 | 544 |  |  | 0 | 544 | 0 | 0 | 97920 | 0 | 24480 | 0 | 309
NPCC | 2001 | PG&E - Killingly (LakeRoad Gen) | Algon | CT | High | CC | June | N | 810 | 810 |  |  | 810 | 0 | 0 | 145800 | 0 | 0 | 145800 | 0 | 321
NPCC | 2001 | PG&E - Somerset (Brayton Point) | Algon | MA | Med | CC |  | N | 477 | 477 |  |  | 0 | 477 | 0 | 0 | 85860 | 0 | 21465 | 0 | 320
NPCC | 2001 | PP&L/Stone & Webster - Wallingford |  | CT | High | CC |  | N | 250 | 250 |  |  | 250 | 0 | 0 | 45000 | 0 | 0 | 45000 | 0 | 605
NPCC | 2001 | Reliant - Johnston |  | RI | Med | CC | April | N | 500 | 500 |  |  | 0 | 500 | 0 | 0 | 90000 | 0 | 22500 | 0 | 300
NPCC | 2001 | Sempra - Rocky River - New Milford (site problems) |  | CT | Dead | CC | July | N | 0 | 0 |  |  | 0 | 0 | 0 | 0 | 0 | 0 | 0 | 0 | 310
NPCC | 2001 | Sithe - Framingham |  | MA | Dead | 1 |  | N | 0 | 0 |  |  | 0 | 0 | 0 | 0 | 0 | 0 | 0 | 0 | 311
NPCC | 2001 | Sithe - West Medway |  | MA | Med | CT |  | N | 540 | 540 |  |  | 0 | 540 | 0 | 0 | 99360 | 0 | 24840 | 24840 | 312
NPCC | 2001 | Stone & Webster - Wareham |  | MA | Low | 1 |  | N | 500 | 500 |  |  | 0 | 0 | 500 | 0 | 0 | 92000 | 0 | 0 | 314
NPCC | 2001 | Stone & Webster - Wiscasset |  | ME | Dead | 1 | October | N | 0 | 0 |  |  | 0 | 0 | 0 | 0 | 0 | 0 | 0 | 0 | 315
NPCC | 2001 | Tractebel/Sprague Energy - Piscataqua |  | NH | Med | CC | December | N | 700 | 700 |  |  | 0 | 700 | 0 | 0 | 126000 | 0 | 31500 | 0 | 316
NPCC | 2001 | Vermont Power/EDC - Bennington | Iroquois | VT | Dead | CC | November | N | 0 | 0 |  |  | 0 | 0 | 0 | 0 | 0 | 0 | 0 | 0 | 322
NPCC | 2001 | Vermont Power/EDC - Rutland | Iroquois | VT | Dead | CC | November | N | 0 | 0 |  |  | 0 | 0 | 0 | 0 | 0 | 0 | 0 | 0 | 323
NPCC | 2001 | Williams - Norwich |  | CT | Low | 1 |  | N | 500 | 500 |  |  | 0 | 0 | 500 | 0 | 0 | 92000 | 0 | 0 | 324
NPCCC | 2001 | Boralex - Senneterre |  | PQ | High | CT | June | N | 32 | 32 | 0 |  | 32 | 0 | 0 | 5888 | 0 | 0 | 5888 | 5888 | 765
NPCCC | 2001 | New Bunswick Power - Bayside Conv (Courtney Bay) | MNE | NB | High | CC |  | N | 265 | 265 |  |  | 265 | 0 | 0 | 47700 | 0 | 0 | 47700 | 0 | 303
NPCCC | 2001 | Northland Power |  | ON | Low | Cogen |  | N | 250 | 250 |  |  | 0 | 0 | 250 | 0 | 0 | 39000 | 0 | 0 | 304
NPCCC | 2001 | Toronto Hydro - Cascades |  | ON | Med | CC | January | N | 112 | 0 |  |  | 0 | 112 | 0 | 0 | 20160 | 0 | 5040 | 0 | 319
NPCCC | 2001 | Tractebel/NB Power |  | NB | Low | CC | December | N | 280 | 280 |  |  | 0 | 0 | 280 | 0 | 0 | 50400 | 0 | 0 | 317
NPCCC | 2001 | TransAlta - Sarnia |  | ON | High | Cogen | January | N | 520 | 520 |  |  | 520 | 0 | 0 | 81120 | 0 | 0 | 81120 | 0 | 318
NPCCC | 2001 | Westcoast Power - Bayside Power |  | NB | Low | CC | September | N | 265 | 265 | 0 |  | 0 | 0 | 265 | 0 | 0 | 47700 | 0 | 0 | 764
PJM | 2001 | Calpine - Ontelaunee Energy Center | TETCO | PA | Med | CC | November | N | 545 | 545 |  |  | 0 | 545 | 0 | 0 | 98100 | 0 | 24525 | 0 | 272
PJM | 2001 | Chesapeake - Seaford Expanson |  | DE | High | CT | July |  | 10 | 0 |  |  | 10 | 0 | 0 | 1840 | 0 | 0 | 1840 | 1840 | 274
PJM | 2001 | Columbia Electric - Kelson Ridge (2003?) |  | PA | Med | CC |  | N | 550 | 550 |  |  | 0 | 550 | 0 | 0 | 99000 | 0 | 24750 | 0 | 273
PJM | 2001 | Connectiv - New Castle Co (Wilmington) |  | DE | Med | CT | June | N | 335 | 335 |  |  | 0 | 335 | 0 | 0 | 61640 | 0 | 15410 | 15410 | 275
PJM | 2001 | Old Dominion (old AES) - Ironwood | TETCO | PA | High | CC | July | N | 720 | 200 |  |  | 720 | 0 | 0 | 129600 | 0 | 0 | 129600 | 0 | 271
PJM | 2001 | PEI/Cayuga - Scranton |  | PA | Med | CT | July | N | 45 | 45 |  |  | 0 | 45 | 0 | 0 | 8280 | 0 | 2070 | 2070 | 663
PJM | 2001 | Statoil - Kraft Foods |  | DE | Med | Cogen |  | N | 88 | 88 |  |  | 0 | 88 | 0 | 0 | 13728 | 0 | 3432 | 0 | 276
SERC | 2001 | AEC (McWilliams) | FGT | AL | High | CC | November | N | 500 | 250 |  |  | 500 | 0 | 0 | 90000 | 0 | 0 | 90000 | 0 | 325
SERC | 2001 | Alabama Power - Theodore Cogen | Mobile Gas | AL | High | Cogen | June | N | 207 | 0 |  |  | 207 | 0 | 0 | 32292 | 0 | 0 | 32292 | 0 | 326
SERC | 2001 | Alabama Power (SOCO) - Barry II | Koch | AL | High | CC | June | N | 537 | 0 |  |  | 537 | 0 | 0 | 96660 | 0 | 0 | 96660 | 0 | 327
SERC | 2001 | Cogentrix - Bogalusa (Washington Co) |  | LA | Low | CC |  | N | 800 | 800 |  |  | 0 | 0 | 800 | 0 | 0 | 144000 | 0 | 0 | 328
SERC | 2001 | Constellation Power - Bristol (Wolf Hills Energy) |  | VA | High | CT |  | N | 250 | 250 |  |  | 250 | 0 | 0 | 46000 | 0 | 0 | 46000 | 46000 | 342
SERC | 2001 | CP&L - Hamlet |  | NC | High | CT | June | N | 620 | 0 |  |  | 620 | 0 | 0 | 114080 | 0 | 0 | 114080 | 114080 | 331
SERC | 2001 | CP&L - Monroe Walton Co. | Transco | GA | Med | CT |  | N | 300 | 0 |  |  | 0 | 300 | 0 | 0 | 55200 | 0 | 13800 | 13800 | 330
SERC | 2001 | CP&L - Rowan County | Transco Z5 | NC | High | CT | June | N | 465 | 0 |  |  | 465 | 0 | 0 | 85560 | 0 | 0 | 85560 | 85560 | 329
SERC | 2001 | Duke - Attala Energy (Kosciusko) | TETCO | MS | High | CC | June | N | 510 | 510 |  |  | 510 | 0 | 0 | 91800 | 0 | 0 | 91800 | 0 | 344
SERC | 2001 | Duke - Murray Energy Facility |  | GA | Med | CC | June | N | 1200 | 1200 | 0 |  | 0 | 1200 | 0 | 0 | 216000 | 0 | 54000 | 0 | 776
SERC | 2001 | Dynegy - Heard Co., GA | Transco Z4 | GA | High | CT | June | N | 500 | 500 |  |  | 500 | 0 | 0 | 92000 | 0 | 0 | 92000 | 92000 | 332
SERC | 2001 | Dynegy - Lake Charles (Calcasieu) | Koch/Sabine | LA | High | CT | July | N | 165 | 165 |  |  | 165 | 0 | 0 | 30360 | 0 | 0 | 30360 | 30360 | 333
SERC | 2001 | ENA - St. Charles | Bridgeline | LA | Low | CT | June | N | 325 | 325 |  |  | 0 | 0 | 325 | 0 | 0 | 59800 | 0 | 0 | 335
SERC | 2001 | Entergy (EWO) - Vicksburg |  | MS | Med | 1 | Spring | N | 300 | 300 |  |  | 0 | 300 | 0 | 0 | 55200 | 0 | 13800 | 13800 | 334
SERC | 2001 | FPL - Doswell | CNG PL1 | VA | High | CT | June | N | 171 | 171 |  |  | 171 | 0 | 0 | 31464 | 0 | 0 | 31464 | 31464 | 336
SERC | 2001 | Georgia Power (SOCO) - Dahlberg | Transco Z4 | GA | High | CT | June | N | 160 | 0 |  |  | 160 | 0 | 0 | 29440 | 0 | 0 | 29440 | 29440 | 343
SERC | 2001 | LG&E - Monroe, GA | Transco Z4 | GA | High | CT | June | N | 450 | 450 |  |  | 450 | 0 | 0 | 82800 | 0 | 0 | 82800 | 82800 | 337
SERC | 2001 | Mississippi Power - Victor Daniel | Destin | MS | High | CC | January | N | 1000 | 1000 |  |  | 1000 | 0 | 0 | 180000 | 0 | 0 | 180000 | 0 | 338
SERC | 2001 | NRG - Sterlington |  | LA | High | CT |  |  | 67 | 67 |  |  | 67 | 0 | 0 | 12328 | 0 | 0 | 12328 | 12328 | 285
SERC | 2001 | PG&E - Ballard |  | KY | Med | CT | June | N | 180 | 180 | 0 |  | 0 | 180 | 0 | 0 | 33120 | 0 | 8280 | 8280 | 768
SERC | 2001 | PG&E - Metcalf |  | KY | Med | CT | June | N | 180 | 180 | 0 |  | 0 | 180 | 0 | 0 | 33120 | 0 | 8280 | 8280 | 775
SERC | 2001 | Skygen/InterGen - Mobile (Hog Bayou Energy Center) |  | AL | High | CC |  | N | 250 | 230 |  |  | 250 | 0 | 0 | 45000 | 0 | 0 | 45000 | 0 | 339
SERC | 2001 | Skygen/InterGen - Pine Bluff Energy Center | Reliant | AR | High | CC |  | N | 220 | 220 |  |  | 220 | 0 | 0 | 39600 | 0 | 0 | 39600 | 0 | 340
SERC | 2001 | SMEPA - Duke - (Hinds Energy) | TETCO | MS | High | CC | June | N | 500 | 500 |  |  | 500 | 0 | 0 | 90000 | 0 | 0 | 90000 | 0 | 341
SERC | 2001 | Tenaska - Autauga Co II |  | AL | Med | CC |  | N | 900 | 900 | 0 | 0 | 0 | 900 | 0 | 0 | 162000 | 0 | 40500 | 0 | 686
SERC | 2001 | TVA Gallatin Plant (Wilson Co) & Johnsonville? | Col Gulf | TN | High | CT | June | N | 600 | 0 |  |  | 600 | 0 | 0 | 110400 | 0 | 0 | 110400 | 110400 | 346
SPP | 2001 | AEC/Duke - St Francis Power Plant II | TETCO | MO | High | CC | July | N | 260 | 0 |  |  | 260 | 0 | 0 | 46800 | 0 | 0 | 46800 | 0 | 352
SPP | 2001 | Arkansas Elec Coop - Fulton (Hempstead) | NGPL | AR | High | CT | June | N | 153 | 118 |  |  | 153 | 0 | 0 | 28152 | 0 | 0 | 28152 | 28152 | 357
SPP | 2001 | Arkansas Elec Coop - Ozark Repowering |  | AR | Med | CT |  | N | 110 | 110 |  |  | 0 | 110 | 0 | 0 | 20240 | 0 | 5060 | 5060 | 356
SPP | 2001 | Cogentrix/Power Resources(Green Country) - Jenks |  | OK | Low | CC |  | N | 0 | 0 |  |  | 0 | 0 | 0 | 0 | 0 | 0 | 0 | 0 | 347
SPP | 2001 | Duke/OMPA - McClain Energy (Newcastle, OK) | ONG | OK | High | CC | June | N | 500 | 0 |  |  | 500 | 0 | 0 | 90000 | 0 | 0 | 90000 | 0 | 353
SPP | 2001 | Empire District Co/WRI - Joplin (State Line) | Williams | MO | High | CC | Summer | N | 500 | 500 |  |  | 500 | 0 | 0 | 90000 | 0 | 0 | 90000 | 0 | 349
SPP | 2001 | MEP(Calpine)/UtiliCorp - Pleasant Hill (Aries) | Williams | MO | High | CT | June | N | 372 | 372 |  |  | 372 | 0 | 0 | 68448 | 0 | 0 | 68448 | 68448 | 348
SPP | 2001 | ONEOK - West Edmond (Logan Co) |  | OK | Med | CT | June | N | 300 | 225 |  |  | 0 | 300 | 0 | 0 | 55200 | 0 | 13800 | 13800 | 350
SPP | 2001 | Reliant - Sabine Cogen |  | TX | Med | Cogen |  | N | 100 | 100 |  |  | 0 | 100 | 0 | 0 | 15600 | 0 | 3900 | 0 | 355
SPP | 2001 | Skygen |  | LA | Low | Cogen | June | N | 640 | 640 |  |  | 0 | 0 | 640 | 0 | 0 | 99840 | 0 | 0 | 351
SPP | 2001 | Western Resouces - Sedgwick Co. (Gordon Evans) | Willaims Cent | KS | High | CT | June | N | 150 | 0 |  |  | 150 | 0 | 0 | 27600 | 0 | 0 | 27600 | 27600 | 354
WSCC | 2001 | AES - South City | PG&E | CA | Low | CT |  | N | 170 | 170 |  |  | 0 | 0 | 170 | 0 | 0 | 31280 | 0 | 0 | 358
WSCC | 2001 | APS - West Phoenix |  | AZ | Med | CC |  | N | 130 | 0 |  |  | 0 | 130 | 0 | 0 | 23400 | 0 | 5850 | 0 | 360
WSCC | 2001 | Avista Power/Cogentrix - Rathdrum | Avista | ID | High | CC | September | N | 270 | 270 |  |  | 270 | 0 | 0 | 48600 | 0 | 0 | 48600 | 0 | 361
WSCC | 2001 | Calpine - Scott Substation | PG&E | CA | High | CT | June | N | 88 | 88 | 0 | LM 6000 | 88 | 0 | 0 | 16192 | 0 | 0 | 16192 | 16192 | 753
WSCC | 2001 | Calpine - South Point (Fort Mojave) | SWG/TW | AZ | High | CC | July | N | 540 | 540 |  |  | 540 | 0 | 0 | 97200 | 0 | 0 | 97200 | 0 | 367
WSCC | 2001 | Calpine - Warnerville Project |  | CA | High | CT |  | N | 86.4 | 86.4 | 0 |  | 86.4 | 0 | 0 | 15897.6 | 0 | 0 | 15897.6 | 15897.6 | 755
WSCC | 2001 | Calpine - Yuba City, Sutter County | PG&E | CA | High | CC | September | N | 520 | 520 |  |  | 520 | 0 | 0 | 93600 | 0 | 0 | 93600 | 0 | 363
WSCC | 2001 | Calpine (Enron) - Pittsburg (Los Medanos) |  | CA | High | CC | May | N | 500 | 425 |  |  | 500 | 0 | 0 | 90000 | 0 | 0 | 90000 | 0 | 364
WSCC | 2001 | Calpine/Pinnacle - West Phoenix (Buckeye) 4 |  | AZ | High | CC | August | N | 70 | 70 |  |  | 70 | 0 | 0 | 12600 | 0 | 0 | 12600 | 0 | 365
WSCC | 2001 | Coastal Power - Carlin |  | NV | Low | CC |  | N | 500 | 500 |  |  | 0 | 0 | 500 | 0 | 0 | 90000 | 0 | 0 | 368
WSCC | 2001 | Edison Mission (formerly Texaco) - Sunrise Power Project |  | CA | High | Cogen | December | N | 300 | 300 |  |  | 300 | 0 | 0 | 46800 | 0 | 0 | 46800 | 0 | 387
WSCC | 2001 | El Paso - South San Francisco | PG&E | CA | High | CT | August | N | 51 | 51 | 0 |  | 51 | 0 | 0 | 9384 | 0 | 0 | 9384 | 9384 | 754
WSCC | 2001 | Front Range Energy - Ft. Lupton (2000?) | CIG/PSCO | CO | High | Cogen | May | N | 160 | 0 |  |  | 160 | 0 | 0 | 24960 | 0 | 0 | 24960 | 0 | 370
WSCC | 2001 | Global Energy - Snohomish | NWPL | WA | Med | CC |  | N | 250 | 250 |  |  | 0 | 250 | 0 | 0 | 45000 | 0 | 11250 | 0 | 371
WSCC | 2001 | Hermosillo Power Plant | El Paso | AZ | High | CC |  | N | 225 | 225 |  |  | 225 | 0 | 0 | 40500 | 0 | 0 | 40500 | 0 | 372
WSCC | 2001 | North American Power - DIA |  | CO | Low | CT |  | N | 150 | 150 |  |  | 0 | 0 | 150 | 0 | 0 | 27600 | 0 | 0 | 373
WSCC | 2001 | PacifiCorp - Klamath Falls | PGT | OR | High | CC | July | N | 464 | 313 |  |  | 464 | 0 | 0 | 83520 | 0 | 0 | 83520 | 0 | 374
WSCC | 2001 | Panda Energy - Gila River I | El Paso | AZ | Med | CT |  | N | 1000 | 1000 |  |  | 0 | 1000 | 0 | 0 | 184000 | 0 | 46000 | 46000 | 375
WSCC | 2001 | PG&E - Kern County/La Paloma (2002?) | Kern/Mojave | CA | High | CC | September | N | 1048 | 1048 |  |  | 1048 | 0 | 0 | 188640 | 0 | 0 | 188640 | 0 | 377
WSCC | 2001 | PG&E - San Diego |  | CA | High | CT | June |  | 49 | 0 |  |  | 49 | 0 | 0 | 9016 | 0 | 0 | 9016 | 9016 | 719
WSCC | 2001 | PP&L/Duke - Kingman (Griffith) | El Paso/TW | AZ | High | Cogen | July | N | 520 | 390 |  |  | 520 | 0 | 0 | 81120 | 0 | 0 | 81120 | 0 | 378
WSCC | 2001 | PSCO - Fort St. Vrain |  | CO | Low | CC | May | N | 214 | 0 |  |  | 0 | 0 | 214 | 0 | 0 | 38520 | 0 | 0 | 379
WSCC | 2001 | Reliant - Casa Grande (Desert Basin) | El Paso | AZ | High | CC | June | N | 500 | 500 |  |  | 500 | 0 | 0 | 90000 | 0 | 0 | 90000 | 0 | 380
WSCC | 2001 | Summit Group - Blythe | El Paso | CA | Med | Cogen |  | N | 400 | 400 |  |  | 0 | 400 | 0 | 0 | 62400 | 0 | 15600 | 0 | 381
WSCC | 2001 | Two Elks Plant |  | WY | Low | CT |  | Y | 50 | 50 |  |  | 0 | 0 | 50 | 0 | 0 | 9200 | 0 | 0 | 389
WSCCC | 2001 | Air Liquide/Shell - Scotford |  | AB | Med | CC |  | N | 84 | 84 |  |  | 0 | 84 | 0 | 0 | 15120 | 0 | 3780 | 0 | 359
WSCCC | 2001 | BC Hydro - Port Alberni | Westcoast | BC | Med | Cogen | December | N | 240 | 0 |  |  | 0 | 240 | 0 | 0 | 37440 | 0 | 9360 | 0 | 362
WSCCC | 2001 | PanCanadian - Cavilier (Southmore) |  | AB | Med | 1 |  | N | 106 | 106 |  |  | 0 | 106 | 0 | 0 | 19504 | 0 | 4876 | 4876 | 385
WSCCC | 2001 | PanCanadian/CanOxy - Balzac |  | AB | Med | 1 |  | N | 106 | 106 |  |  | 0 | 106 | 0 | 0 | 19504 | 0 | 4876 | 4876 | 386
WSCCC | 2001 | PC - Mckay River |  | AB | Med | CC |  | N | 166 | 156 |  |  | 0 | 166 | 0 | 0 | 29880 | 0 | 7470 | 0 | 376
WSCCC | 2001 | Suncor 2 - Ft McMurray |  | AB | High | CC |  | N | 140 | 140 |  |  | 140 | 0 | 0 | 25200 | 0 | 0 | 25200 | 0 | 382
WSCCC | 2001 | TCPL - Agrium |  | AB | High | Cogen | November | N | 80 | 80 |  |  | 80 | 0 | 0 | 12480 | 0 | 0 | 12480 | 0 | 383
WSCCC | 2001 | TCPL - Redwater |  | AB | High | Cogen | November | N | 40 | 40 |  |  | 40 | 0 | 0 | 6240 | 0 | 0 | 6240 | 0 | 384
WSCCC | 2001 | TransAlta |  | AB | Med | Cogen |  | N | 360 | 360 |  |  | 0 | 360 | 0 | 0 | 56160 | 0 | 14040 | 0 | 388
[9 empty] | 76186 | 63204 | 0 | 0 | 36622.1 | 22805.9 | 16758 | 6549690.4 | 4045749.6 | 3032220 | 7561127.8 | 2788349.8 | 73422 | 2001
ECAR | 2002 | AEP - Buckeye Power (OREC) |  | OH | Med | CT |  | N | 510 | 0 |  |  | 0 | 510 | 0 | 0 | 93840 | 0 | 23460 | 23460 | 390
ECAR | 2002 | Cogentrix - Bedford (Lawrence Co) |  | IN | Low | CT |  | N | 500 | 500 |  |  | 0 | 0 | 500 | 0 | 0 | 92000 | 0 | 0 | 391
ECAR | 2002 | Cogentrix - Franklin (Jackson Co) |  | OH | Low | CC |  | N | 1200 | 1200 |  |  | 0 | 0 | 1200 | 0 | 0 | 216000 | 0 | 0 | 392
ECAR | 2002 | Dayton Power & Light - Darby (Pickaway) |  | OH | Med | CT | June | N | 480 | 480 |  |  | 0 | 480 | 0 | 0 | 88320 | 0 | 22080 | 22080 | 665
ECAR | 2002 | Dayton Power & Light - Hardinsburg Stn |  | KY | Med | CT |  | N | 400 | 400 |  |  | 0 | 400 | 0 | 0 | 73600 | 0 | 18400 | 18400 | 397
ECAR | 2002 | Decker Energy - Carson City/St. Clair Co. |  | MI | Med | CT |  | N | 500 | 500 |  |  | 0 | 500 | 0 | 0 | 92000 | 0 | 23000 | 23000 | 393
ECAR | 2002 | Dominion - Muskingum County | CNG | OH | Med | CT | July | N | 600 | 600 |  |  | 0 | 600 | 0 | 0 | 110400 | 0 | 27600 | 27600 | 395
ECAR | 2002 | Dominion - Pleasants County | CNG | WV | Med | CT | August | N | 600 | 600 |  |  | 0 | 600 | 0 | 0 | 110400 | 0 | 27600 | 27600 | 396
ECAR | 2002 | Dominion/Troy Energy (Wood Co) | CNG | OH | High | CT | June | N | 600 | 600 |  |  | 600 | 0 | 0 | 110400 | 0 | 0 | 110400 | 110400 | 402
ECAR | 2002 | Dresden Energy - Cass (Muskingum Co) |  | OH | Low | CT |  | N | 500 | 500 |  |  | 0 | 0 | 500 | 0 | 0 | 92000 | 0 | 0 | 394
ECAR | 2002 | Duke - Baroda (Berrien Co) |  | MI | Med | CT |  |  | 640 | 640 |  |  | 0 | 640 | 0 | 0 | 117760 | 0 | 29440 | 29440 | 715
ECAR | 2002 | Duke - Knox County |  | IN | Low | CT | June |  | 620 | 620 |  | GE PG7 - EA | 0 | 0 | 620 | 0 | 0 | 114080 | 0 | 0 | 126
ECAR | 2002 | Duke - Vigo County |  | IN | Low | CC | June |  | 620 | 620 |  |  | 0 | 0 | 620 | 0 | 0 | 111600 | 0 | 0 | 714
ECAR | 2002 | Duke - Waterford (Washington Co) |  | OH | Low | CC |  | N | 620 | 620 |  |  | 0 | 0 | 620 | 0 | 0 | 111600 | 0 | 0 | 398
ECAR | 2002 | Duke Energy/Cinergy - Butler County (Madison) II | TETCO | OH | Med | CT | June |  | 640 | 640 |  |  | 0 | 640 | 0 | 0 | 117760 | 0 | 29440 | 29440 | 144
ECAR | 2002 | Dynegy - Rolling Hills (Vinton Co) |  | OH | Low | CT |  |  | 800 | 800 |  |  | 0 | 0 | 800 | 0 | 0 | 147200 | 0 | 0 | 716
ECAR | 2002 | East Kentucky Power Coop - Clark County |  | KY | High | CT |  | N | 80 | 0 |  |  | 80 | 0 | 0 | 14720 | 0 | 0 | 14720 | 14720 | 399
ECAR | 2002 | Kinder Morgan - Jackson |  | MI | High | CC | June |  | 550 | 550 |  |  | 550 | 0 | 0 | 99000 | 0 | 0 | 99000 | 0 | 717
ECAR | 2002 | LS Power - Columbus Station |  | IN | Med | CC |  | N | 825 | 825 |  |  | 0 | 825 | 0 | 0 | 148500 | 0 | 37125 | 0 | 403
ECAR | 2002 | National Power Coop - Van Wert Co |  | OH | Low | CT |  | N | 510 | 510 |  |  | 0 | 0 | 510 | 0 | 0 | 93840 | 0 | 0 | 400
ECAR | 2002 | Ogden Energy - Indianapolis |  | IN | Low | CT |  |  | 250 | 250 |  |  | 0 | 0 | 250 | 0 | 0 | 46000 | 0 | 0 | 718
ECAR | 2002 | PSEG - Waterford Township (Marietta) |  | OH | Med | CC | January | N | 850 | 850 |  |  | 0 | 850 | 0 | 0 | 153000 | 0 | 38250 | 0 | 401
ECAR | 2002 | SkyGen - Mt Vernon (Posey) |  | IN | Low | CT |  |  | 440 | 440 |  |  | 0 | 0 | 440 | 0 | 0 | 80960 | 0 | 0 | 727
ERCOT | 2002 | AES - Granbury (Wolf Hollow) |  | TX | Med | CC | June | N | 730 | 730 |  |  | 0 | 730 | 0 | 0 | 131400 | 0 | 32850 | 0 | 405
ERCOT | 2002 | Calpine (was Entergy) - Fairfield (Freestone) |  | TX | Low | CC | 1Q | N | 1000 | 1000 |  |  | 0 | 0 | 1000 | 0 | 0 | 180000 | 0 | 0 | 406
ERCOT | 2002 | Constellation - Seguin (Rio Nogales) | Oasis | TX | Med | CC | June | N | 800 | 800 |  |  | 0 | 800 | 0 | 0 | 144000 | 0 | 36000 | 0 | 404
ERCOT | 2002 | KN Power - Dallas | NGPL | TX | Low | CC | June | N | 510 | 510 |  |  | 0 | 0 | 510 | 0 | 0 | 91800 | 0 | 0 | 407
ERCOT | 2002 | Monterrey III | Export | TX | Med | CC | April | N | 450 | 0 |  |  | 0 | 450 | 0 | 0 | 81000 | 0 | 20250 | 0 | 408
FRCC | 2002 | Constellation - Cocoa/Oleander | FGT **** | FL | Med | SC | April | N | 850 | 850 |  |  | 0 | 850 | 0 | 0 | 156400 | 0 | 39100 | 39100 | 409
FRCC | 2002 | Decker Energy - Fort Meade | FGT | FL | Low | CT | November | N | 500 | 500 |  |  | 0 | 0 | 500 | 0 | 0 | 92000 | 0 | 0 | 410
FRCC | 2002 | Duke - New Smyrna Beach | FGT | FL | Low | CC | June | N | 514 | 484 |  |  | 0 | 0 | 514 | 0 | 0 | 92520 | 0 | 0 | 411
FRCC | 2002 | Dynegy - Palmetto Power | FGT **** | FL | Med | 1 | May | N | 500 | 500 |  |  | 0 | 500 | 0 | 0 | 92000 | 0 | 23000 | 23000 | 412
FRCC | 2002 | EDC - Dade County |  | FL | Low | 1 | May | N | 74 | 74 |  |  | 0 | 0 | 74 | 0 | 0 | 13616 | 0 | 0 | 666
FRCC | 2002 | ENA - Jacksonville | FGT | FL | Med | CT | January | N | 120 | 120 |  |  | 0 | 120 | 0 | 0 | 22080 | 0 | 5520 | 5520 | 414
FRCC | 2002 | ENA - Pompano Beach |  | FL | Low | CT | July |  | 510 | 510 |  | GE 7FA | 0 | 0 | 510 | 0 | 0 | 93840 | 0 | 0 | 529
FRCC | 2002 | ENA - South Florida (Special) | FGT | FL | High | CT | June | N | 150 | 150 |  |  | 150 | 0 | 0 | 27600 | 0 | 0 | 27600 | 27600 | 413
FRCC | 2002 | ENA - Vero Beach | FGT | FL | Low | CT | June | N | 150 | 150 |  |  | 0 | 0 | 150 | 0 | 0 | 27600 | 0 | 0 | 415
FRCC | 2002 | FMPA - Cane Island | FGT **** | FL | High | CC |  | N | 240 | 0 |  |  | 240 | 0 | 0 | 43200 | 0 | 0 | 43200 | 0 | 416
FRCC | 2002 | FPL - Ft. Meyers | FGT | FL | High | CC | June | N | 914 | 0 |  |  | 914 | 0 | 0 | 164520 | 0 | 0 | 164520 | 0 | 417
FRCC | 2002 | FPL - Sanford | FGT | FL | High | CC | January | N | 1000 | 0 |  |  | 1000 | 0 | 0 | 180000 | 0 | 0 | 180000 | 0 | 418
FRCC | 2002 | GRU - Kelly (Gainesville) | FGT | FL | Med | CC |  | N | 110 | 0 |  |  | 0 | 110 | 0 | 0 | 19800 | 0 | 4950 | 0 | 419
FRCC | 2002 | IMC Agrico (Polk Co) | FGT | FL | Med | CC |  | N | 400 | 0 |  |  | 0 | 400 | 0 | 0 | 72000 | 0 | 18000 | 0 | 420
FRCC | 2002 | IPS/Avon Park - Hardee County | FGT **** | FL | Med | 1 | July | N | 680 | 680 |  |  | 0 | 680 | 0 | 0 | 125120 | 0 | 31280 | 31280 | 421
FRCC | 2002 | KUA - Cane Island (Kissimmee) | FGT **** | FL | High | CC |  | N | 250 | 0 |  |  | 250 | 0 | 0 | 45000 | 0 | 0 | 45000 | 0 | 422
FRCC | 2002 | Lakeland - McIntosh II | FGT **** | FL | High | CC | June | N | 120 | 0 |  |  | 120 | 0 | 0 | 21600 | 0 | 0 | 21600 | 0 | 423
FRCC | 2002 | Panda - Leesburgh | FGT +++ | FL | Low | CC |  | N | 1000 | 1000 |  |  | 0 | 0 | 1000 | 0 | 0 | 180000 | 0 | 0 | 424
FRCC | 2002 | Seminole E.C. | FGT | FL | Low | CC |  | N | 900 | 0 |  |  | 0 | 0 | 900 | 0 | 0 | 162000 | 0 | 0 | 425
FRCC | 2002 | Seminole E.C. - Hardee Cty | FGT **** | FL | Med | CC | January | N | 500 | 0 |  |  | 0 | 500 | 0 | 0 | 90000 | 0 | 22500 | 0 | 426
FRCC | 2002 | Seminole E.C. - Payne Creek | FGT **** | FL | High | CC |  | N | 500 | 0 |  |  | 500 | 0 | 0 | 90000 | 0 | 0 | 90000 | 0 | 427
FRCC | 2002 | TECO (inc. Polk Power Plt) | FGT ****/+++ | FL | Low | CC |  | N | 540 | 0 |  |  | 0 | 0 | 540 | 0 | 0 | 97200 | 0 | 0 | 428
FRCC | 2002 | Thermo Ecotek | FGT | FL | Low | CC |  | N | 210 | 210 |  |  | 0 | 0 | 210 | 0 | 0 | 37800 | 0 | 0 | 429
MAIN | 2002 | ABBEV - Grande Prairie Gen I |  | IL | Low | CT |  |  | 802 | 802 |  |  | 0 | 0 | 802 | 0 | 0 | 147568 | 0 | 0 | 726
MAIN | 2002 | Ameren - Gibson,Kinmundy,Pinckneyville | NGPL GC | IL | High | CT | June | N | 324 | 324 |  |  | 324 | 0 | 0 | 59616 | 0 | 0 | 59616 | 59616 | 478
MAIN | 2002 | Carlton Power - Zion |  | IL | Low | CT | June |  | 390 | 390 | 0 |  | 0 | 0 | 390 | 0 | 0 | 71760 | 0 | 0 | 699
MAIN | 2002 | Holland Energy |  | IL | Low | CC | April | N | 680 | 680 |  |  | 0 | 0 | 680 | 0 | 0 | 122400 | 0 | 0 | 479
MAIN | 2002 | LS Power - Kendall Co. (2001?) | NGPL | IL | High | CC | March | N | 1160 | 825 |  |  | 1160 | 0 | 0 | 208800 | 0 | 0 | 208800 | 0 | 476
MAIN | 2002 | Panda - Jefferson Co |  | IL | Low | CC |  |  | 1070 | 1070 |  |  | 0 | 0 | 1070 | 0 | 0 | 192600 | 0 | 0 | 725
MAIN | 2002 | PG&E - Bedger Generating |  | WI | Med | CC |  | N | 1000 | 1000 |  |  | 0 | 1000 | 0 | 0 | 180000 | 0 | 45000 | 0 | 482
MAIN | 2002 | PSEG Global - Sidney |  | IL | Med | CC |  | N | 500 | 500 |  |  | 0 | 500 | 0 | 0 | 90000 | 0 | 22500 | 0 | 481
MAIN | 2002 | Skygen - Zion Energy Center |  | IL | Low | CT | June | N | 800 | 800 | 0 |  | 0 | 0 | 800 | 0 | 0 | 147200 | 0 | 0 | 756
MAIN | 2002 | Southern Co - Terre Haute (Sugar Creek) |  | IN | Med | CT |  | N | 300 | 300 |  | GE PG7 - FA | 0 | 300 | 0 | 0 | 55200 | 0 | 13800 | 13800 | 290
MAPP | 2002 | Minnesota Power - Superior |  | WI | Med | CT |  | N | 90 | 0 |  |  | 0 | 90 | 0 | 0 | 16560 | 0 | 4140 | 4140 | 433
MAPP | 2002 | NSP MN - Black Dog (coal conv) |  | MN | Med | CC |  | N | 290 | 0 |  |  | 0 | 290 | 0 | 0 | 52200 | 0 | 13050 | 0 | 431
MAPP | 2002 | OPPD - Omaha |  | NE | Low | CC |  | N | 175 | 0 |  |  | 0 | 0 | 175 | 0 | 0 | 31500 | 0 | 0 | 430
MAPPC | 2002 | Atco/SaskPower (Potasch) |  | SK | Med | CT | November | N | 228 | 228 |  |  | 0 | 228 | 0 | 0 | 41952 | 0 | 10488 | 10488 | 432
NPCC | 2002 | 3 Entrepeneurs - Brockton Power | Algon | MA | Med | 1 | January | N | 272 | 272 |  |  | 0 | 272 | 0 | 0 | 50048 | 0 | 12512 | 12512 | 483
NPCC | 2002 | AES - Loudenberry | Tennessee | NH | High | CC | April | N | 720 | 720 |  |  | 720 | 0 | 0 | 129600 | 0 | 0 | 129600 | 0 | 484
NPCC | 2002 | ANP - Ramapo |  | NY | Med | CT | December | N | 1100 | 1100 |  |  | 0 | 1100 | 0 | 0 | 202400 | 0 | 50600 | 50600 | 485
NPCC | 2002 | Bechtel Power - Haddem Neck |  | CT | Low | CT |  | N | 900 | 900 |  |  | 0 | 0 | 900 | 0 | 0 | 165600 | 0 | 0 | 486
NPCC | 2002 | Besicorp - Empire State Newsprint |  | NY | Med | Cogen | November | N | 450 | 200 |  |  | 0 | 450 | 0 | 0 | 70200 | 0 | 17550 | 0 | 487
NPCC | 2002 | Cabot LNG - Everett (Island End) | LNG | MA | High | Cogen | December | N | 350 | 350 |  |  | 350 | 0 | 0 | 54600 | 0 | 0 | 54600 | 0 | 488
NPCC | 2002 | Campello - Brockton Power |  | MA | Med | CC | Q2 | N | 285 | 285 |  |  | 0 | 285 | 0 | 0 | 51300 | 0 | 12825 | 0 | 489
NPCC | 2002 | Con Ed - East River Repowering |  | NY | Low | 1 |  | N | 450 | 0 |  |  | 0 | 0 | 450 | 0 | 0 | 82800 | 0 | 0 | 490
NPCC | 2002 | Constellation - Dracut |  | MA | High | CC |  | N | 750 | 750 |  |  | 750 | 0 | 0 | 135000 | 0 | 0 | 135000 | 0 | 491
NPCC | 2002 | Duke - Newington (ConEd) |  | NH | Low | CC | March |  | 520 | 520 |  |  | 0 | 0 | 520 | 0 | 0 | 93600 | 0 | 0 | 728
NPCC | 2002 | FPL - Providence (Johnston) |  | RI | Med | CC |  | N | 500 | 500 |  |  | 0 | 500 | 0 | 0 | 90000 | 0 | 22500 | 0 | 494
NPCC | 2002 | Green Mnt. Pwr. - Highgate |  | VT | Med | CC |  | N | 600 | 600 |  |  | 0 | 600 | 0 | 0 | 108000 | 0 | 27000 | 0 | 495
NPCC | 2002 | HQ - Surowiec (CMP) |  | ME | Low | CC |  | N | 600 | 600 |  |  | 0 | 0 | 600 | 0 | 0 | 108000 | 0 | 0 | 496
NPCC | 2002 | IDC/FPL - Bellingham (2001?) |  | MA | Med + | CC |  | N | 700 | 700 |  |  | 0 | 700 | 0 | 0 | 126000 | 0 | 31500 | 0 | 497
NPCC | 2002 | Indeck - Yarmouth |  | ME | Low | CC |  | N | 500 | 500 |  |  | 0 | 0 | 500 | 0 | 0 | 90000 | 0 | 0 | 498
NPCC | 2002 | Keyspan - Melville (Suffolk Co) |  | NY | Med | CT | May | N | 79 | 79 |  |  | 0 | 79 | 0 | 0 | 14536 | 0 | 3634 | 3634 | 500
NPCC | 2002 | Keyspan - Ravenswood |  | NY | Low | Cogen |  | N | 250 | 250 |  |  | 0 | 0 | 250 | 0 | 0 | 39000 | 0 | 0 | 499
NPCC | 2002 | NIMO - Bethlehem Energy Center |  | NY | Low | 1 | September | N | 750 | 750 |  |  | 0 | 0 | 750 | 0 | 0 | 138000 | 0 | 0 | 502
NPCC | 2002 | NYPA - Poletti Expansion | Transco | NY | Low | CC |  | N | 500 | 0 |  |  | 0 | 0 | 500 | 0 | 0 | 90000 | 0 | 0 | 503
NPCC | 2002 | PPL Global - Smithtown (Long Island) |  | NY | Low | 1 | June | N | 600 | 600 |  |  | 0 | 0 | 600 | 0 | 0 | 110400 | 0 | 0 | 504
NPCC | 2002 | Sithe - Mystic Stn - Charlestown | Cabot LNG | MA | High | CC |  | N | 1600 | 1600 |  |  | 1600 | 0 | 0 | 288000 | 0 | 0 | 288000 | 0 | 506
NPCC | 2002 | Sithe - Weymouth (Edgar Station) | Algon | MA | High | CC | Early | N | 800 | 800 |  |  | 800 | 0 | 0 | 144000 | 0 | 0 | 144000 | 0 | 507
NPCC | 2002 | Southern - Kendall Repowering |  | MA | Med | 1 | January | N | 234 | 234 |  |  | 0 | 234 | 0 | 0 | 43056 | 0 | 10764 | 10764 | 508
NPCC | 2002 | Sunset Energy (earlier ?) | MarketLink | NY | Med | CC |  | N | 550 | 550 |  |  | 0 | 550 | 0 | 0 | 99000 | 0 | 24750 | 0 | 509
NPCC | 2002 | TransEnergie - Crossound |  | CT | Med | CT | May | N | 600 | 600 |  |  | 0 | 600 | 0 | 0 | 110400 | 0 | 27600 | 27600 | 510
NPCC | 2002 | Twin Tier Power (Tioga Co) |  | NY | Low | CC |  | N | 520 | 520 |  |  | 0 | 0 | 520 | 0 | 0 | 93600 | 0 | 0 | 511
NPCC | 2002 | Wisconsin Energy - New Haven | Algon ? | CT | Med | 1 |  | N | 446 | 446 |  |  | 0 | 446 | 0 | 0 | 82064 | 0 | 20516 | 20516 | 163
NPCCC | 2002 | CUPIL - Lakeview |  | ON | Low | CC | September | N | 550 | 550 |  |  | 0 | 0 | 550 | 0 | 0 | 99000 | 0 | 0 | 492
NPCCC | 2002 | Dofasco |  | ON | Low | Cogen | July | N | 500 | 500 |  |  | 0 | 0 | 500 | 0 | 0 | 78000 | 0 | 0 | 493
NPCCC | 2002 | New Bunswick Power - Bayside Conv (Courtney Bay) | MNE | NB | High | CC | June | N | 260 | 260 |  |  | 260 | 0 | 0 | 46800 | 0 | 0 | 46800 | 0 | 501
NPCCC | 2002 | Sithe - Goreway (Brampton) | TCPL | ON | Med | CC | October | N | 800 | 800 |  |  | 0 | 800 | 0 | 0 | 144000 | 0 | 36000 | 0 | 505
NPCCC | 2002 | Sithe - Southdown Station (Mississauga) | TCPL | ON | Med | CC | October | N | 800 | 800 | 0 |  | 0 | 800 | 0 | 0 | 144000 | 0 | 36000 | 0 | 763
PJM | 2002 | AES - Redoak (Sayreville) |  | NJ | High | CC | March | N | 830 | 830 |  |  | 830 | 0 | 0 | 149400 | 0 | 0 | 149400 | 0 | 434
PJM | 2002 | Columbia Electric - Liberty Power | TETCO | PA | High | Cogen | 1Q | N | 500 | 500 |  |  | 500 | 0 | 0 | 78000 | 0 | 0 | 78000 | 0 | 435
PJM | 2002 | Connectiv - New Castle Co (Wilmington) |  | DE | Med | CC |  | N | 165 | 0 |  |  | 0 | 165 | 0 | 0 | 29700 | 0 | 7425 | 0 | 436
PJM | 2002 | Connectiv - Northampton (Bethlehem) |  | PA | Med | CC |  |  | 500 | 500 |  |  | 0 | 500 | 0 | 0 | 90000 | 0 | 22500 | 0 | 720
PJM | 2002 | FPL/Sunoco - Marcus Hook Refinery |  | PA | Med | CC | March | N | 725 | 725 |  |  | 0 | 725 | 0 | 0 | 130500 | 0 | 32625 | 0 | 437
PJM | 2002 | Old Dominion - Armstrong (Cecil Co) | CNG | MD | Med | CC |  | N | 1020 | 1020 |  |  | 0 | 1020 | 0 | 0 | 183600 | 0 | 45900 | 0 | 438
PJM | 2002 | Panda - Upper Hanover (Perkiomen) |  | PA | Med | CC |  | N | 1000 | 1000 |  |  | 0 | 1000 | 0 | 0 | 180000 | 0 | 45000 | 0 | 439
PJM | 2002 | PG&E - Linden (Liberty Project) |  | NJ | High | CC |  | N | 1100 | 1100 |  |  | 1100 | 0 | 0 | 198000 | 0 | 0 | 198000 | 0 | 440
PJM | 2002 | PG&E -West Deptford (Mantua Creek) |  | NJ | Med | CC |  | N | 800 | 800 |  |  | 0 | 800 | 0 | 0 | 144000 | 0 | 36000 | 0 | 441
PJM | 2002 | PP&L - Eden | Transco | PA | High | CT |  | N | 90 | 90 |  |  | 90 | 0 | 0 | 16560 | 0 | 0 | 16560 | 16560 | 447
PJM | 2002 | PP&L - Hatfield | TETCO | PA | High | CT |  | N | 90 | 90 |  |  | 90 | 0 | 0 | 16560 | 0 | 0 | 16560 | 16560 | 444
PJM | 2002 | PP&L - Upper Hanover | TETCO | PA | High | CT |  | N | 90 | 90 |  |  | 90 | 0 | 0 | 16560 | 0 | 0 | 16560 | 16560 | 443
PJM | 2002 | PP&L - West Earl Township | Columbia Gas | PA | High | CT |  | N | 450 | 450 |  |  | 450 | 0 | 0 | 82800 | 0 | 0 | 82800 | 82800 | 445
PJM | 2002 | PP&L - West Hempfield | TETCO | PA | High | CT |  | N | 180 | 180 |  |  | 180 | 0 | 0 | 33120 | 0 | 0 | 33120 | 33120 | 446
PJM | 2002 | PP&L Global - Martins Creek (N End) |  | PA | Med | CC |  | N | 600 | 600 |  |  | 0 | 600 | 0 | 0 | 108000 | 0 | 27000 | 0 | 442
PJM | 2002 | PSEG Power - Bergen Stn |  | PA | Med | CC |  | N | 500 | 500 |  |  | 0 | 500 | 0 | 0 | 90000 | 0 | 22500 | 0 | 448
SERC | 2002 | Acadia Power Partners - Eunice |  | LA | Med | CC |  | N | 1000 | 1000 |  |  | 0 | 1000 | 0 | 0 | 180000 | 0 | 45000 | 0 | 449
SERC | 2002 | AEP - Dow Plaquemine (Baton Rouge) |  | LA | Med | Cogen |  | N | 900 | 900 |  |  | 0 | 900 | 0 | 0 | 140400 | 0 | 35100 | 0 | 450
SERC | 2002 | Alabama Power (SOCO) - Barry II | Koch | AL | High | CC | May | N | 233 | 0 |  |  | 233 | 0 | 0 | 41940 | 0 | 0 | 41940 | 0 | 451
SERC | 2002 | Calpine - Morgan Energy Center |  | AL | High | Cogen |  | N | 440 | 440 |  |  | 440 | 0 | 0 | 68640 | 0 | 0 | 68640 | 0 | 453
SERC | 2002 | Calpine/Solutia - Decatur Energy - Phase I | Midcoast | AL | High | Cogen | June | N | 440 | 440 |  |  | 440 | 0 | 0 | 68640 | 0 | 0 | 68640 | 0 | 452
SERC | 2002 | Cogentrix - Caledonia (Lowdes Co?) | Tennessee | MS | High | 1 |  | N | 0 | 0 |  |  | 0 | 0 | 0 | 0 | 0 | 0 | 0 | 0 | 454
SERC | 2002 | Cogentrix - Southaven | TGT | MS | High | CT | June | N | 800 | 800 |  |  | 800 | 0 | 0 | 147200 | 0 | 0 | 147200 | 147200 | 455
SERC | 2002 | Cogentrix - Sterlington |  | LA | Low | CC |  | N | 800 | 800 |  |  | 0 | 0 | 800 | 0 | 0 | 144000 | 0 | 0 | 456
SERC | 2002 | CP&L - Effingham Co |  | GA | Med | CT | July | N | 525 | 0 |  |  | 0 | 525 | 0 | 0 | 96600 | 0 | 24150 | 24150 | 721
SERC | 2002 | CP&L - Richmond County (Hamlet) | Transco Z5 | NC | Med | CC | June | N | 625 | 0 |  |  | 0 | 625 | 0 | 0 | 112500 | 0 | 28125 | 0 | 457
SERC | 2002 | Duke - Buffalo Creek |  | GA | Med | CC | June | N | 620 | 620 | 0 |  | 0 | 620 | 0 | 0 | 111600 | 0 | 27900 | 0 | 770
SERC | 2002 | Duke - Calvert City (Marshall Co) II |  | KY | Med | CT | June | N | 570 | 570 | 0 | 7EA | 0 | 570 | 0 | 0 | 104880 | 0 | 26220 | 26220 | 693
SERC | 2002 | Duke - Hot Spring Energy I (Malvern) |  | AR | Med | CC | June | N | 620 | 620 | 0 |  | 0 | 620 | 0 | 0 | 111600 | 0 | 27900 | 0 | 757
SERC | 2002 | Duke - Sandersville Station (Washington Co) |  | GA | Med | CT | June | N | 640 | 640 | 0 |  | 0 | 640 | 0 | 0 | 117760 | 0 | 29440 | 29440 | 779
SERC | 2002 | Entergy (EWO) - Lake Charles |  | LA | Med | Cogen |  | N | 500 | 100 |  |  | 0 | 500 | 0 | 0 | 78000 | 0 | 19500 | 0 | 459
SERC | 2002 | Entergy/PPG Industries (Westlake) |  | LA | Med | Cogen |  | N | 448 | 448 |  |  | 0 | 448 | 0 | 0 | 69888 | 0 | 17472 | 0 | 460
SERC | 2002 | GenPower - Lonoke (Keo) |  | AR | Low | CC | 4Q | N | 640 | 640 |  | GE 7FA | 0 | 0 | 640 | 0 | 0 | 115200 | 0 | 0 | 461
SERC | 2002 | GenPower - Sallis (Attala Co) |  | MS | Low | CC | June |  | 640 | 640 |  |  | 0 | 0 | 640 | 0 | 0 | 115200 | 0 | 0 | 722
SERC | 2002 | Georgia Power - Goat Rock |  | AL | Med | CC | Early | N | 500 | 500 |  |  | 0 | 500 | 0 | 0 | 90000 | 0 | 22500 | 0 | 462
SERC | 2002 | Georgia Power - Plant Wansley | Transco Z4 | GA | High | CC | June | N | 1132 | 0 |  |  | 1132 | 0 | 0 | 203760 | 0 | 0 | 203760 | 0 | 463
SERC | 2002 | Georgia Power - Savannah |  | GA | Med | 1 | Summer | N | 1600 | 0 |  |  | 0 | 1600 | 0 | 0 | 294400 | 0 | 73600 | 73600 | 464
SERC | 2002 | Georgia Power (SOCO) - Dahlberg | Transco Z4 | GA | High | CT | June | N | 400 | 0 |  |  | 400 | 0 | 0 | 73600 | 0 | 0 | 73600 | 73600 | 465
SERC | 2002 | Kinder Morgan/SEI - Little Rock (Wrightsville) | NGPL | AR | Low | CT | April | N | 550 | 550 |  |  | 0 | 0 | 550 | 0 | 0 | 101200 | 0 | 0 | 466
SERC | 2002 | Nation Energy - Chalmette (to 2002) |  | LA | Med | Cogen |  | N | 110 | 110 |  |  | 0 | 110 | 0 | 0 | 17160 | 0 | 4290 | 0 | 467
SERC | 2002 | Oglethorpe - Talbot Co. |  | GA | Med | CT | June |  | 434 | 0 |  |  | 0 | 434 | 0 | 0 | 79856 | 0 | 19964 | 19964 | 723
SERC | 2002 | Old Dominion CO-OP (Boswells Tavern) |  | VA | Med | CT |  | N | 570 | 0 |  |  | 0 | 570 | 0 | 0 | 104880 | 0 | 26220 | 26220 | 468
SERC | 2002 | Santee Cooper - Anderson Co (Rainey Plant) | Transco Z4 | SC | High | CC | January | N | 650 | 0 |  |  | 650 | 0 | 0 | 117000 | 0 | 0 | 117000 | 0 | 469
SERC | 2002 | Santee Cooper - Anderson Co (Rainey Plant) | Transco Z4 | SC | High | CT | January | N | 490 | 0 |  |  | 490 | 0 | 0 | 90160 | 0 | 0 | 90160 | 90160 | 470
SERC | 2002 | SCE&G - Aiken Co |  | SC | Med | CC | June | N | 450 | 0 |  |  | 0 | 450 | 0 | 0 | 81000 | 0 | 20250 | 0 | 471
SERC | 2002 | Skygen - St. Francisville |  | LA | Med | Cogen | June |  | 520 | 520 |  |  | 0 | 520 | 0 | 0 | 81120 | 0 | 20280 | 0 | 724
SERC | 2002 | SOCO - Plant Smith (Gulf Power) | FGT | FL | High | CC |  | N | 574 | 0 |  |  | 574 | 0 | 0 | 103320 | 0 | 0 | 103320 | 0 | 472
SERC | 2002 | Tenaska - Heard County |  | GA | High | CT |  | N | 950 | 950 |  |  | 950 | 0 | 0 | 174800 | 0 | 0 | 174800 | 174800 | 345
SERC | 2002 | Tenaska - Lindsay Hill (Billingsley) |  | AL | High | CC |  | N | 846 | 846 |  |  | 846 | 0 | 0 | 152280 | 0 | 0 | 152280 | 0 | 475
SERC | 2002 | TVA |  | MS | Low | CT |  | N | 340 | 0 |  |  | 0 | 0 | 340 | 0 | 0 | 62560 | 0 | 0 | 474
SERC | 2002 | TVA Brownsville |  | TN | Low | CT |  | N | 680 | 0 |  |  | 0 | 0 | 680 | 0 | 0 | 125120 | 0 | 0 | 473
SPP | 2002 | Calpine/Panda Oneta Plant (Coweta) |  | OK | Med + | CT | Spring | N | 1000 | 1000 |  |  | 0 | 1000 | 0 | 0 | 184000 | 0 | 46000 | 46000 | 516
SPP | 2002 | CLECO/Calpine - Eunice (Acadia) |  | LA | Med | CC | June | N | 1000 | 1000 |  |  | 0 | 1000 | 0 | 0 | 180000 | 0 | 45000 | 0 | 512
SPP | 2002 | Cogentrix/Power Resources(Green Country) - Jenks | TransOk | OK | High | CC | March | N | 850 | 850 |  |  | 850 | 0 | 0 | 153000 | 0 | 0 | 153000 | 0 | 513
SPP | 2002 | MEP (Calpine)/UtiliCorp - Pleasant Hill (Aries) | Williams | MO | High | CT | January |  | 600 | 600 |  |  | 600 | 0 | 0 | 110400 | 0 | 0 | 110400 | 110400 | 729
SPP | 2002 | MEP(Calpine)/UtiliCorp - Pleasant Hill (Aries) | Williams | MO | High | CT | January |  | 600 | 600 |  |  | 600 | 0 | 0 | 110400 | 0 | 0 | 110400 | 110400 | 514
SPP | 2002 | OMPA - Ponca City Reporter |  | OK | Med | CT |  | N | 39 | 0 |  |  | 0 | 39 | 0 | 0 | 7176 | 0 | 1794 | 1794 | 515
SPP | 2002 | Power Resource (Kiowa) - McAlister (Kiamichi) |  | OK | Low | CC |  | N | 1200 | 1200 |  |  | 0 | 0 | 1200 | 0 | 0 | 216000 | 0 | 0 | 517
WSCC | 2002 | AES - South City | PG&E | CA | Low | CC |  | N | 345 | 345 |  |  | 0 | 0 | 345 | 0 | 0 | 62100 | 0 | 0 | 518
WSCC | 2002 | Avista - Coyote Springs II | PGT | OR | High | CC |  | N | 280 | 280 | 0 |  | 280 | 0 | 0 | 50400 | 0 | 0 | 50400 | 0 | 759
WSCC | 2002 | Bock - Livingstone (Pioneer) |  | CA | Low | CC |  | N | 260 | 260 |  |  | 0 | 0 | 260 | 0 | 0 | 46800 | 0 | 0 | 521
WSCC | 2002 | Calpine - Hermiston | PGT | OR | High | CC | May | N | 536 | 536 |  |  | 536 | 0 | 0 | 96480 | 0 | 0 | 96480 | 0 | 524
WSCC | 2002 | Calpine - Metcalf Energy Center |  | CA | Med | CC |  | N | 600 | 600 |  |  | 0 | 600 | 0 | 0 | 108000 | 0 | 27000 | 0 | 522
WSCC | 2002 | Calpine - Pittsburg (Delta Energy Center) |  | CA | High | CC | June | N | 880 | 880 |  |  | 880 | 0 | 0 | 158400 | 0 | 0 | 158400 | 0 | 523
WSCC | 2002 | Calpine (Tejon Ranch) - Pastoria Power | Kern/Mojave | CA | Med | CC |  | N | 960 | 960 |  |  | 0 | 960 | 0 | 0 | 172800 | 0 | 43200 | 0 | 538
WSCC | 2002 | Cowlitz Cogen - Weyerhaeuser | NWPL | WA | Low | Cogen |  | N | 395 | 395 |  |  | 0 | 0 | 395 | 0 | 0 | 61620 | 0 | 0 | 526
WSCC | 2002 | CSW/Northwest Power - Creston | NWPL | WA | Med | CC |  | N | 900 | 900 |  |  | 0 | 900 | 0 | 0 | 162000 | 0 | 40500 | 0 | 527
WSCC | 2002 | Duke - Deming |  | NM | Med | CC |  | Y | 600 | 600 |  |  | 0 | 600 | 0 | 0 | 108000 | 0 | 27000 | 0 | 667
WSCC | 2002 | Duke - Moss Landing | PG&E | CA | High | CC | July | Y | 1060 | 1060 |  |  | 1060 | 0 | 0 | 190800 | 0 | 0 | 190800 | 0 | 528
WSCC | 2002 | El Paso - Brush |  | CO | Low | CT | May | N | 60 | 60 |  |  | 0 | 0 | 60 | 0 | 0 | 11040 | 0 | 0 | 668
WSCC | 2002 | FPL - Northeast Power - Everett Delta | NWPL | WA | High | CC | August | N | 248 | 248 |  |  | 248 | 0 | 0 | 44640 | 0 | 0 | 44640 | 0 | 369
WSCC | 2002 | Las Vegas Cogen Expansion |  | NV | High | CC | June | N | 220 | 220 |  |  | 220 | 0 | 0 | 39600 | 0 | 0 | 39600 | 0 | 531
WSCC | 2002 | Midway Sunset Cogen |  | CA | Low | Cogen |  | N | 500 | 500 |  |  | 0 | 0 | 500 | 0 | 0 | 78000 | 0 | 0 | 532
WSCC | 2002 | Morley Comp - Campstool | CIG | WY | Low | CC |  | N | 500 | 500 |  |  | 0 | 0 | 500 | 0 | 0 | 90000 | 0 | 0 | 533
WSCC | 2002 | Naco-Nogales/Grupo Mexico | El Paso | AZ | Med | CC | March | N | 350 | 0 |  |  | 0 | 350 | 0 | 0 | 63000 | 0 | 15750 | 0 | 534
WSCC | 2002 | NESCO - Goldendale |  | WA | Med | CC | October | N | 248 | 0 |  |  | 0 | 248 | 0 | 0 | 44640 | 0 | 11160 | 0 | 543
WSCC | 2002 | Ogden Pacific - Three Mountain | PG&E | CA | Low | CC |  | N | 500 | 500 |  |  | 0 | 0 | 500 | 0 | 0 | 90000 | 0 | 0 | 535
WSCC | 2002 | Panda Energy - Gila River II (CC Conv) | El Paso | AZ | Med | CC |  | N | 1000 | 1000 |  |  | 0 | 1000 | 0 | 0 | 180000 | 0 | 45000 | 0 | 536
WSCC | 2002 | Potlatch - Lewiston | NWPL | ID | Low | CC |  | N | 126 | 126 |  |  | 0 | 0 | 126 | 0 | 0 | 22680 | 0 | 0 | 537
WSCC | 2002 | PP&L - Sundance (Pinal Co) |  | AZ | Med | CT | June | N | 600 | 600 | 0 |  | 0 | 600 | 0 | 0 | 110400 | 0 | 27600 | 27600 | 786
WSCC | 2002 | Rosarito | Socal | CA | Med | CC | August | N | 450 | 0 |  |  | 0 | 450 | 0 | 0 | 81000 | 0 | 20250 | 0 | 539
WSCC | 2002 | Salt River Project - Suntan (Maricopa Co) |  | AZ | Low | CT |  | N | 825 | 825 |  |  | 0 | 0 | 825 | 0 | 0 | 151800 | 0 | 0 | 540
WSCC | 2002 | Sempra/Oxy - Elk Hills |  | CA | High | CC | December | N | 500 | 500 |  |  | 500 | 0 | 0 | 90000 | 0 | 0 | 90000 | 0 | 541
WSCC | 2002 | SRP/Dynegy/NRG - Phoenix |  | AZ | Med | CT |  | N | 825 | 825 |  |  | 0 | 825 | 0 | 0 | 151800 | 0 | 37950 | 37950 | 542
WSCC | 2002 | Sunlaw Cogen (EM-ONE) |  | CA | Low | Cogen |  | N | 800 | 800 |  |  | 0 | 0 | 800 | 0 | 0 | 124800 | 0 | 0 | 544
WSCC | 2002 | WPPSS - Satsop | NWPL | WA | Low | CC |  | N | 500 | 500 |  |  | 0 | 0 | 500 | 0 | 0 | 90000 | 0 | 0 | 548
WSCCC | 2002 | ATCO Power - Potasch Cory Mine |  | AB | Med | Cogen |  | N | 228 | 228 |  |  | 0 | 228 | 0 | 0 | 35568 | 0 | 8892 | 0 | 519
WSCCC | 2002 | BC Hydro - Westcoast Island | Westcoast | BC | High | Cogen |  | N | 240 | 0 |  |  | 240 | 0 | 0 | 37440 | 0 | 0 | 37440 | 0 | 520
WSCCC | 2002 | Epcor - Rossdale |  | AB | Low | CC |  | N | 170 | 170 |  |  | 0 | 0 | 170 | 0 | 0 | 30600 | 0 | 0 | 530
WSCCC | 2002 | Syncrude 2 - Mildred/Aurora |  | AB | High | CC |  | N | 240 | 160 |  |  | 240 | 0 | 0 | 43200 | 0 | 0 | 43200 | 0 | 545
WSCCC | 2002 | TransAlta Energy - Wabamun Lake |  | AB | Low | CC |  | N | 370 | 370 |  |  | 0 | 0 | 370 | 0 | 0 | 66600 | 0 | 0 | 546
[9 empty] | 105384 | 86075 | 0 | 0 | 26907 | 45751 | 32726 | 4819556 | 8226124 | 5880004 |  |  |  | 2002
ECAR | 2003 | Calpine - Fremont |  | OH | Med | CC |  | N | 700 | 700 |  |  | 0 | 700 | 0 | 0 | 126000 | 0 | 31500 | 0 | 551
ECAR | 2003 | Calpine/CME Energy - Lawrence Co |  | OH | Med | CC | June | N | 1100 | 1100 |  |  | 0 | 1100 | 0 | 0 | 198000 | 0 | 49500 | 0 | 739
ECAR | 2003 | Cinergy - Martinsville |  | VA | Med | CT | June | N | 330 | 330 | 0 |  | 0 | 330 | 0 | 0 | 60720 | 0 | 15180 | 15180 | 758
ECAR | 2003 | CME Energy - Benton Harbor (Meadowbrook) |  | MI | Med | CC |  |  | 800 | 800 |  |  | 0 | 800 | 0 | 0 | 144000 | 0 | 36000 | 0 | 730
ECAR | 2003 | Decker Energy - Carson City/St. Clair Co. |  | MI | Med | CT |  | N | 500 | 500 |  |  | 0 | 500 | 0 | 0 | 92000 | 0 | 23000 | 23000 | 558
ECAR | 2003 | Dominion - Possum Plant Coal Conv. |  | VA | Med | CC |  | N | 450 | 0 |  |  | 0 | 450 | 0 | 0 | 81000 | 0 | 20250 | 0 | 554
ECAR | 2003 | Dynegy - Bluegrass Gen. (Oldham) | TGT | KY | High | CT | June | N | 324 | 324 |  | Siemens W501F | 324 | 0 | 0 | 59616 | 0 | 0 | 59616 | 59616 | 559
ECAR | 2003 | Indeck - Niles |  | MI | Med | CC |  | N | 1100 | 1100 |  |  | 0 | 1100 | 0 | 0 | 198000 | 0 | 49500 | 0 | 552
ECAR | 2003 | Kinder Morgan - Jackson |  | MI | Med | CC |  | N | 550 | 550 |  |  | 0 | 550 | 0 | 0 | 99000 | 0 | 24750 | 0 | 553
ECAR | 2003 | Panda - Mount Vernon |  | IN | Med | CC |  |  | 1070 | 1070 | 0 |  | 0 | 1070 | 0 | 0 | 192600 | 0 | 48150 | 0 | 705
ECAR | 2003 | PG&E - Covert |  | MI | Low | CC | January | N | 1000 | 1000 |  |  | 0 | 0 | 1000 | 0 | 0 | 180000 | 0 | 0 | 549
ECAR | 2003 | PSEG Global - Lawrenceburg |  | IN | Med | CC |  | N | 1000 | 1000 |  |  | 0 | 1000 | 0 | 0 | 180000 | 0 | 45000 | 0 | 550
ECAR | 2003 | SEI - Zeeland II (Grand Rapids) |  | MI | Med | CC | June | N | 530 | 530 |  |  | 0 | 530 | 0 | 0 | 95400 | 0 | 23850 | 0 | 555
ECAR | 2003 | Southern - (formerly Nordic Electric) - Wyandotte |  | MI | Med | CC | July | N | 480 | 480 |  |  | 0 | 480 | 0 | 0 | 86400 | 0 | 21600 | 0 | 223
ECAR | 2003 | Southern Co - State Line (Hammond) |  | IN | Med | CC |  | N | 550 | 550 |  |  | 0 | 550 | 0 | 0 | 99000 | 0 | 24750 | 0 | 556
ECAR | 2003 | Tenaska - Pike County | Midwestern? | IN | Med | CC | Late | N | 830 | 830 |  |  | 0 | 830 | 0 | 0 | 149400 | 0 | 37350 | 0 | 557
ERCOT | 2003 | Sempra/Doane Products - Cedar Bluff |  | TX | Med | CC | May | N | 578 | 578 |  |  | 0 | 578 | 0 | 0 | 104040 | 0 | 26010 | 0 | 562
ERCOT | 2003 | Wise County Power |  | TX | Low | CT |  | N | 800 | 800 |  |  | 0 | 0 | 800 | 0 | 0 | 147200 | 0 | 0 | 561
FRCC | 2003 | Bonnie Mine Energy | FGT | FL | Low | 1 |  | N | 800 | 800 |  |  | 0 | 0 | 800 | 0 | 0 | 147200 | 0 | 0 | 566
FRCC | 2003 | Calpine I - Vero Beach (Blue Heron) | FGT | FL | Low | CC | March | N | 1000 | 1000 |  |  | 0 | 0 | 1000 | 0 | 0 | 180000 | 0 | 0 | 564
FRCC | 2003 | Calpine II - Auburndale (Osprey) | FGT | FL | Med | CC | June | N | 540 | 540 |  |  | 0 | 540 | 0 | 0 | 97200 | 0 | 24300 | 0 | 565
FRCC | 2003 | Competitive Power Ventures - St. Lucie |  | FL | Low | CT |  | N | 250 | 250 | 0 |  | 0 | 0 | 250 | 0 | 0 | 46000 | 0 | 0 | 781
FRCC | 2003 | Decker - Polk County (Port St. Lucie) | FGT | FL | Med | CC | January | N | 500 | 500 |  |  | 0 | 500 | 0 | 0 | 90000 | 0 | 22500 | 0 | 567
FRCC | 2003 | Duke - Fort Pierce (St. Lucie) | FGT | FL | Low | CT |  | N | 620 | 620 |  |  | 0 | 0 | 620 | 0 | 0 | 114080 | 0 | 0 | 568
FRCC | 2003 | FPC - Polk County (Hines #2) | FGT | FL | High | CT | November | N | 530 | 0 |  |  | 530 | 0 | 0 | 97520 | 0 | 0 | 97520 | 97520 | 570
FRCC | 2003 | FPL - Ft. Meyers | FGT | FL | Med | CT | April | N | 340 | 0 |  |  | 0 | 340 | 0 | 0 | 62560 | 0 | 15640 | 15640 | 569
FRCC | 2003 | IPS/Avon Park - De Soto Co. | FGT **** | FL | Med | CT |  | N | 340 | 340 |  |  | 0 | 340 | 0 | 0 | 62560 | 0 | 15640 | 15640 | 669
FRCC | 2003 | Panda - Leesburg |  | FL | High | CC | May | N | 1000 | 0 |  |  | 1000 | 0 | 0 | 180000 | 0 | 0 | 180000 | 0 | 572
FRCC | 2003 | Panda - Midway Power (St. Lucie) |  | FL | Med | CC | May | N | 1000 | 0 |  |  | 0 | 1000 | 0 | 0 | 180000 | 0 | 45000 | 0 | 573
FRCC | 2003 | PG&E - Okeechobee Co | FGT **** | FL | Med | CC |  | N | 550 | 550 |  |  | 0 | 550 | 0 | 0 | 99000 | 0 | 24750 | 0 | 574
FRCC | 2003 | Southern Co - Central Florida | FGT +++ | FL | Med + | 1 | January | N | 500 | 500 |  |  | 0 | 500 | 0 | 0 | 92000 | 0 | 23000 | 23000 | 575
FRCC | 2003 | TECO - Gannon Repowering | FGT | FL | High | CC | May | N | 698 | 0 |  |  | 698 | 0 | 0 | 125640 | 0 | 0 | 125640 | 0 | 571
FRCC | 2003 | TECO shut down of six coal plants to add 250,000/d of load by 2004 |  | FL | Low | 1 |  | N |  |  |  |  | 0 | 0 |  | 0 | 0 |  | 0 | 0 | 563
FRCC | 2003 | US Gen | FGT | FL | Low | CC |  | N | 1000 | 1000 |  |  | 0 | 0 | 1000 | 0 | 0 | 180000 | 0 | 0 | 576
MAIN | 2003 | ABBEV - Grande Prairie Gen II |  | IL | Low | CC |  |  | 725 | 725 | 0 |  | 0 | 0 | 725 | 0 | 0 | 130500 | 0 | 0 | 710
MAIN | 2003 | Alliant |  | WI | Low | 1 |  | N | 500 | 0 |  |  | 0 | 0 | 500 | 0 | 0 | 92000 | 0 | 0 | 590
MAIN | 2003 | Alliant/Corn Products (Argo Power) |  | IL | Med | Cogen |  | N | 750 | 750 |  |  | 0 | 750 | 0 | 0 | 117000 | 0 | 29250 | 0 | 592
MAIN | 2003 | Ameren - Gibson,Kinmundy,Pinckneyville | NGPL GC | IL | High | CT | June | N | 360 | 360 |  |  | 360 | 0 | 0 | 66240 | 0 | 0 | 66240 | 66240 | 594
MAIN | 2003 | CalEnergy - Outagamie, WI |  | WI | Med | CC |  | N | 600 | 600 |  |  | 0 | 600 | 0 | 0 | 108000 | 0 | 27000 | 0 | 591
MAIN | 2003 | Calpine - Fon Du Lac |  | WI | Low | CC | June |  | 500 | 500 | 0 |  | 0 | 0 | 500 | 0 | 0 | 90000 | 0 | 0 | 709
MAIN | 2003 | Calpine(Skygen) - Rock River |  | WI | Med | CC |  | N | 600 | 600 | 0 |  | 0 | 600 | 0 | 0 | 108000 | 0 | 27000 | 0 | 787
MAIN | 2003 | MidAm - Kaukauna (Outagamie Co) |  | WI | Med | CC |  | N | 600 | 600 |  |  | 0 | 600 | 0 | 0 | 108000 | 0 | 27000 | 0 | 672
MAIN | 2003 | Panda - Montgomery Co (New Florence) | PEPL | MO | Med | CC | Late | N | 1000 | 1000 |  |  | 0 | 1000 | 0 | 0 | 180000 | 0 | 45000 | 0 | 593
MAIN | 2003 | Panda - New Florence |  | MO | Med | CC |  | N | 1170 | 1170 | 0 |  | 0 | 1170 | 0 | 0 | 210600 | 0 | 52650 | 0 | 762
MAIN | 2003 | PG&E - Pleasant Prairie |  | WI | Med | CC |  |  | 1050 | 1050 |  |  | 0 | 1050 | 0 | 0 | 189000 | 0 | 47250 | 0 | 711
MAIN | 2003 | Southern Illinois Power Coop - Marion |  | IL | Med | CT |  | N | 150 | 150 |  |  | 0 | 150 | 0 | 0 | 27600 | 0 | 6900 | 6900 | 671
MAPP | 2003 | Dairyland Power - Elk Mound Station |  | WI | Med | CT |  | N | 80 | 0 | 0 |  | 0 | 80 | 0 | 0 | 14720 | 0 | 3680 | 3680 | 771
MAPP | 2003 | Lincoln Electric System |  | NE | Med | CC |  | N | 130 | 0 |  |  | 0 | 130 | 0 | 0 | 23400 | 0 | 5850 | 0 | 577
NPCC | 2003 | ABB - Oak Point Yard |  | NY | Low | CC |  | N | 1075 | 1075 |  |  | 0 | 0 | 1075 | 0 | 0 | 193500 | 0 | 0 | 673
NPCC | 2003 | AES - Connecticut Yankee |  | CT | Low | 1 |  | N | 700 | 700 |  |  | 0 | 0 | 700 | 0 | 0 | 128800 | 0 | 0 | 597
NPCC | 2003 | Brrokhaven - Suffolk Co |  | NY | Low | CT | October | N | 540 | 540 |  |  | 0 | 0 | 540 | 0 | 0 | 99360 | 0 | 0 | 598
NPCC | 2003 | Calpine/Towantic Energy - Oxford |  | CT | Med | CC |  | N | 540 | 540 |  |  | 0 | 540 | 0 | 0 | 97200 | 0 | 24300 | 0 | 596
NPCC | 2003 | Columbia Elec - Grassy Pt/Haverstraw |  | NY | Med | CC |  | N | 550 | 550 |  |  | 0 | 550 | 0 | 0 | 99000 | 0 | 24750 | 0 | 595
NPCC | 2003 | Constellation Power - Orange Co |  | NY | Low | CC |  | N | 1080 | 1080 |  |  | 0 | 0 | 1080 | 0 | 0 | 194400 | 0 | 0 | 675
NPCC | 2003 | Keyspan - Ravenswood |  | NY | Low | Cogen |  | N | 250 | 250 |  |  | 0 | 0 | 250 | 0 | 0 | 39000 | 0 | 0 | 674
NPCC | 2003 | PG&E - Athens (no pl cap) | Iroquois | NY | High | CC | 1Q | N | 1080 | 1080 |  |  | 1080 | 0 | 0 | 194400 | 0 | 0 | 194400 | 0 | 604
NPCC | 2003 | PSE&G - Linden | PSE&G | NJ | Low | CC |  |  | 1186 | 0 |  |  | 0 | 0 | 1186 | 0 | 0 | 213480 | 0 | 0 | 712
NPCC | 2003 | SCS - Astoria Energy (2002?) |  | NY | Low | 1 |  | N | 1000 | 1000 |  |  | 0 | 0 | 1000 | 0 | 0 | 184000 | 0 | 0 | 599
NPCC | 2003 | Sithe - Independence Exp (Scriba/Heritage) |  | NY | Med | CC |  | N | 800 | 800 |  |  | 0 | 800 | 0 | 0 | 144000 | 0 | 36000 | 0 | 602
NPCC | 2003 | Sithe - Ramapo/Torne Valley |  | NY | Low | CC |  | N | 827 | 827 |  |  | 0 | 0 | 827 | 0 | 0 | 148860 | 0 | 0 | 601
NPCC | 2003 | Southern - Sandwich (Canal) |  | MA | Med | CC | June | N | 665 | 665 |  |  | 0 | 665 | 0 | 0 | 119700 | 0 | 29925 | 0 | 603
NPCC | 2003 | Southern Energy - Bowline Pt #3 |  | NY | Med | CC |  | N | 750 | 750 |  |  | 0 | 750 | 0 | 0 | 135000 | 0 | 33750 | 0 | 313
NPCC | 2003 | Vermont Energy - Glenville Energy |  | NY | Low | 1 |  | N | 500 | 500 |  |  | 0 | 0 | 500 | 0 | 0 | 92000 | 0 | 0 | 600
NPCCC | 2003 | JD Irving Oil - New Brunswick | MNE | NB | High | CC |  | N | 95 | 95 | 0 |  | 95 | 0 | 0 | 17100 | 0 | 0 | 17100 | 0 | 743
PJM | 2003 | Allegheny Energy Unites 3,4,5 |  | PA | Med | CC |  | N | 540 | 540 |  |  | 0 | 540 | 0 | 0 | 97200 | 0 | 24300 | 0 | 578
PJM | 2003 | Orion (formerly Columbia Electric) - Kelson Ridge | Columbia Gas | MD | Med | CC | January | N | 1650 | 1650 |  |  | 0 | 1650 | 0 | 0 | 297000 | 0 | 74250 | 0 | 580
PJM | 2003 | PSEG - Linden |  | NJ | Med | CC | May | N | 1186 | 1186 |  |  | 0 | 1186 | 0 | 0 | 213480 | 0 | 53370 | 0 | 579
SERC | 2003 | AES - Cyprus |  | AR | Med | CT |  | N | 540 | 540 | 0 |  | 0 | 540 | 0 | 0 | 99360 | 0 | 24840 | 24840 | 767
SERC | 2003 | Alabama Power (SOCO) - Autaugaville |  | AL | High | CC |  |  | 1260 | 0 |  |  | 1260 | 0 | 0 | 226800 | 0 | 0 | 226800 | 0 | 588
SERC | 2003 | Calpine - Haywood Energy Center |  | TN | Med | CC |  |  | 770 | 770 |  |  | 0 | 770 | 0 | 0 | 138600 | 0 | 34650 | 0 | 649
SERC | 2003 | Calpine - Lowndes Co (Lone Oak) | Tennessee | MS | High | CT | Early | N | 800 | 800 |  |  | 800 | 0 | 0 | 147200 | 0 | 0 | 147200 | 147200 | 581
SERC | 2003 | Calpine - Tallapoosa Co (Hillabee Energy) | Midcoast | AL | Med | CC |  | N | 700 | 700 |  |  | 0 | 700 | 0 | 0 | 126000 | 0 | 31500 | 0 | 582
SERC | 2003 | Cogentrix - Blount |  | AL | Low | CC |  |  | 800 | 800 |  |  | 0 | 0 | 800 | 0 | 0 | 144000 | 0 | 0 | 560
SERC | 2003 | Cogentrix - Henry County | TGT | VA | Med | CC |  | N | 1100 | 1100 |  |  | 0 | 1100 | 0 | 0 | 198000 | 0 | 49500 | 0 | 670
SERC | 2003 | CP&L - Rowan County | Transco Z5 | NC | Med | CC | June | N | 470 | 0 |  |  | 0 | 470 | 0 | 0 | 84600 | 0 | 21150 | 0 | 583
SERC | 2003 | Duke - Southaven |  | MS | Low | 1 |  | N | 640 | 640 |  |  | 0 | 0 | 640 | 0 | 0 | 117760 | 0 | 0 | 586
SERC | 2003 | GenPower - Quinton |  | AL | Low | CC |  | N | 600 | 600 |  |  | 0 | 0 | 600 | 0 | 0 | 108000 | 0 | 0 | 584
SERC | 2003 | LG&E - Tiger Creek |  | GA | Med | CT |  | N | 850 | 850 | 0 |  | 0 | 850 | 0 | 0 | 156400 | 0 | 39100 | 39100 | 782
SERC | 2003 | NRG - Big Cajun I |  | LA | Med | CT |  | N | 240 | 240 | 0 |  | 0 | 240 | 0 | 0 | 44160 | 0 | 11040 | 11040 | 769
SERC | 2003 | Oglethorpe - Talbot Co |  | GA | Med | CT | June |  | 218 | 0 | 0 |  | 0 | 218 | 0 | 0 | 40112 | 0 | 10028 | 10028 | 706
SERC | 2003 | Oglethorpe - Wansley |  | GA | Med | CC | January | N | 520 | 520 | 0 |  | 0 | 520 | 0 | 0 | 93600 | 0 | 23400 | 0 | 785
SERC | 2003 | Panda - Union County (El Dorado) 2002?? | Panda Int PL fed by Tennessee/Gulf States PL | AR | Med | CC | March | N | 2720 | 2720 |  |  | 0 | 2720 | 0 | 0 | 489600 | 0 | 122400 | 0 | 587
SERC | 2003 | SCANA - Greene/Martin/Onslow Co |  | NC | Med | Cogen | Late | N | 200 | 200 |  |  | 0 | 200 | 0 | 0 | 31200 | 0 | 7800 | 0 | 585
SERC | 2003 | SkyGen - Calhoun Co (Eastman) |  | SC | Med | CC |  |  | 500 | 500 | 0 |  | 0 | 500 | 0 | 0 | 90000 | 0 | 22500 | 0 | 707
SERC | 2003 | Tenaska - Lonoke |  | AR | Med | CC | May |  | 1700 | 1700 | 0 |  | 0 | 1700 | 0 | 0 | 306000 | 0 | 76500 | 0 | 708
SPP | 2003 | Adair - Indian Res Plant |  | KS | Low | 1 |  | N | 500 | 500 |  |  | 0 | 0 | 500 | 0 | 0 | 92000 | 0 | 0 | 607
SPP | 2003 | Duke - Newcastle (2001) |  | OK | Low | CC |  | N | 0 | 0 |  |  | 0 | 0 | 0 | 0 | 0 | 0 | 0 | 0 | 606
WSCC | 2003 | AES - Antelope Valley | Kern | CA | Low | CC |  | N | 1000 | 1000 |  |  | 0 | 0 | 1000 | 0 | 0 | 180000 | 0 | 0 | 608
WSCC | 2003 | Calpine - Newark Energy |  | CA | Med | CC |  | N | 600 | 600 |  |  | 0 | 600 | 0 | 0 | 108000 | 0 | 27000 | 0 | 609
WSCC | 2003 | Calpine (formerly PG&E) - Otay Mesa |  | CA | Med | CC | June | N | 510 | 510 |  |  | 0 | 510 | 0 | 0 | 91800 | 0 | 22950 | 0 | 547
WSCC | 2003 | Calpine/Adair - Teayawa Energy Center |  | CA | Med | CC |  | N | 600 | 600 |  |  | 0 | 600 | 0 | 0 | 108000 | 0 | 27000 | 0 | 611
WSCC | 2003 | Calpine/Pinnacle - West Phoenix (Buckeye) 5 |  | AZ | High | CC | December | N | 500 | 500 |  |  | 500 | 0 | 0 | 90000 | 0 | 0 | 90000 | 0 | 366
WSCC | 2003 | City of Colorado Springs - Nixon Plant | CIG | CO | Med + | CC | October | N | 480 | 0 |  |  | 0 | 480 | 0 | 0 | 86400 | 0 | 21600 | 0 | 612
WSCC | 2003 | Cobisa - Belen |  | NM | Low | CT |  | N | 220 | 220 |  |  | 0 | 0 | 220 | 0 | 0 | 40480 | 0 | 0 | 613
WSCC | 2003 | Constellation/Inland - Victorville/High Desert | Kern/Mojave &PG&E | CA | High | CC | June | N | 720 | 720 |  |  | 720 | 0 | 0 | 129600 | 0 | 0 | 129600 | 0 | 525
WSCC | 2003 | Duke - Buckeye |  | AZ | Low | CC |  | N | 550 | 550 |  |  | 0 | 0 | 550 | 0 | 0 | 99000 | 0 | 0 | 614
WSCC | 2003 | IPT/Power Dev - Gila Bend |  | AZ | Med | CC | November | N | 750 | 750 |  |  | 0 | 750 | 0 | 0 | 135000 | 0 | 33750 | 0 | 616
WSCC | 2003 | PG&E - Harzuahala Velley |  | AZ | High | CC | January | N | 1000 | 1000 |  |  | 1000 | 0 | 0 | 180000 | 0 | 0 | 180000 | 0 | 617
WSCC | 2003 | PG&E - Umatilla Co. (Hermiston) | PGT | OR | Low | CC |  | N | 550 | 550 |  |  | 0 | 0 | 550 | 0 | 0 | 99000 | 0 | 0 | 621
WSCC | 2003 | Pinnacle - Red Hawk |  | AZ | Med | CC |  | N | 530 | 530 |  |  | 0 | 530 | 0 | 0 | 95400 | 0 | 23850 | 0 | 620
WSCC | 2003 | Pinnacle West - Harry Allen Power Stn |  | NV | Med | CC |  | N | 500 | 500 | 0 |  | 0 | 500 | 0 | 0 | 90000 | 0 | 22500 | 0 | 745
WSCC | 2003 | Reliant - Apex |  | NV | Low | CC |  | N | 1400 | 1400 |  |  | 0 | 0 | 1400 | 0 | 0 | 252000 | 0 | 0 | 624
WSCC | 2003 | Reliant - Arrow Canyon |  | NV | Low | CC | June | N | 500 | 500 |  |  | 0 | 0 | 500 | 0 | 0 | 90000 | 0 | 0 | 625
WSCC | 2003 | Sempra - Mesquite (Maricopa) |  | AZ | Low | CC |  | N | 1000 | 1000 |  |  | 0 | 0 | 1000 | 0 | 0 | 180000 | 0 | 0 | 622
WSCC | 2003 | Southern - Apex Industrial Park (Soen) |  | NV | Med | CC | January | N | 1000 | 1000 |  |  | 0 | 1000 | 0 | 0 | 180000 | 0 | 45000 | 0 | 623
WSCC | 2003 | Southern - Contra Costa |  | CA | Low | CT |  | N | 530 | 530 |  |  | 0 | 0 | 530 | 0 | 0 | 97520 | 0 | 0 | 626
WSCC | 2003 | Southern - Potrero |  | CA | Low | CT |  | N | 520 | 520 |  |  | 0 | 0 | 520 | 0 | 0 | 95680 | 0 | 0 | 627
WSCC | 2003 | Sumas Energy 2 - NESCO (Kirkland) | Westcoast | WA | High | CC | September | N | 710 | 710 |  |  | 710 | 0 | 0 | 127800 | 0 | 0 | 127800 | 0 | 618
WSCC | 2003 | Tractabal - Chehalis | NWPL | WA | High | CC |  | N | 500 | 500 |  |  | 500 | 0 | 0 | 90000 | 0 | 0 | 90000 | 0 | 619
WSCCC | 2003 | Calpine - Calgary Energy Centre |  | AB | Med | CC |  | N | 250 | 250 |  |  | 0 | 250 | 0 | 0 | 45000 | 0 | 11250 | 0 | 610
[9 empty] | 75637 | 67295 | 0 | 0 | 9577 | 42897 | 23163 | 1731916 | 7715012 | 4195820 |  |  |  | 2003
ECAR | 2004 | Dayton Power & Light - Darby (Pickaway Co) |  | OH | Low | CT |  | N | 480 | 480 |  |  | 0 | 0 | 480 | 0 | 0 | 88320 | 0 | 0 | 630
ECAR | 2004 | Dayton Power & Light - Fairmount (Grant Co) |  | IN | Med | CT |  | N | 400 | 400 | 0 | P&W FT 8 Twin Pac | 0 | 400 | 0 | 0 | 73600 | 0 | 18400 | 18400 | 747
ECAR | 2004 | Entergy - Jackson Co (Bloomfield) |  | OH | Low | CT |  | N | 640 | 640 |  |  | 0 | 0 | 640 | 0 | 0 | 117760 | 0 | 0 | 629
ECAR | 2004 | Panda - Cullonden (Campbell Co) |  | WV | Low | CC |  | N | 1000 | 1000 |  |  | 0 | 0 | 1000 | 0 | 0 | 180000 | 0 | 0 | 628
ECAR | 2004 | Panda - Tallmadge Power (Kent Co) | ANR | MI | Med | CC |  | N | 1000 | 1000 |  |  | 0 | 1000 | 0 | 0 | 180000 | 0 | 45000 | 0 | 631
ECAR | 2004 | Westlake - Marshall Co |  | KY | Low | CC |  | N | 520 | 520 |  |  | 0 | 0 | 520 | 0 | 0 | 93600 | 0 | 0 | 632
ERCOT | 2004 | ANP - Chambers (Harris Co) |  | TX | Low | CT |  | N | 2200 | 2200 |  |  | 0 | 0 | 2200 | 0 | 0 | 404800 | 0 | 0 | 633
ERCOT | 2004 | Avista/Steag - Fort Bend (Coodine) |  | TX | Low | CT |  | N | 800 | 800 |  |  | 0 | 0 | 800 | 0 | 0 | 147200 | 0 | 0 | 640
ERCOT | 2004 | Ceng - Duval Co |  | TX | Low | Cogen |  | N | 385 | 385 |  |  | 0 | 0 | 385 | 0 | 0 | 60060 | 0 | 0 | 635
ERCOT | 2004 | Cottonwood Energy - Newton |  | TX | Low | CT |  | N | 1200 | 1200 |  |  | 0 | 0 | 1200 | 0 | 0 | 220800 | 0 | 0 | 634
ERCOT | 2004 | Dynergy/ANP - El Paso |  | TX | Low | CC |  | N | 1500 | 1500 |  |  | 0 | 0 | 1500 | 0 | 0 | 270000 | 0 | 0 | 636
ERCOT | 2004 | Mobil Beaumont Expansion | HPL | TX | Med | CC |  | N | 740 | 740 |  |  | 0 | 740 | 0 | 0 | 133200 | 0 | 33300 | 0 | 637
ERCOT | 2004 | Sempra - Montgomery Co (Dobbin) |  | TX | Low | CC |  | N | 578 | 578 |  |  | 0 | 0 | 578 | 0 | 0 | 104040 | 0 | 0 | 638
ERCOT | 2004 | Texas Industrial Power - Mt. Belvieu |  | TX | Low | CT |  | N | 193 | 193 |  |  | 0 | 0 | 193 | 0 | 0 | 35512 | 0 | 0 | 639
FRCC | 2004 | Bonnie Mine Energy |  | FL | Low | CT |  | N | 800 | 800 |  |  | 0 | 0 | 800 | 0 | 0 | 147200 | 0 | 0 | 643
FRCC | 2004 | Competitive Power Ventures I |  | FL | Low | 1 |  | N | 550 | 550 |  |  | 0 | 0 | 550 | 0 | 0 | 101200 | 0 | 0 | 644
FRCC | 2004 | Competitive Power Ventures II |  | FL | Low | 1 |  | N | 550 | 550 |  |  | 0 | 0 | 550 | 0 | 0 | 101200 | 0 | 0 | 645
FRCC | 2004 | IPS/Avon Park - Pasco Co |  | FL | Low | CT |  | N | 340 | 340 |  |  | 0 | 0 | 340 | 0 | 0 | 62560 | 0 | 0 | 676
FRCC | 2004 | TECO - Bayside Station | FGT | FL | Med | CC | 1Q | N | 1475 | 0 |  |  | 0 | 1475 | 0 | 0 | 265500 | 0 | 66375 | 0 | 642
FRCC | 2004 | TECO shut down of six coal plants to add 250,000/d of load by 2004 |  | FL | Low | 1 |  | N |  |  |  |  | 0 | 0 |  | 0 | 0 |  | 0 | 0 | 641
MAIN | 2004 | Dynegy/Ameren/LG&E - Joppa |  | IL | Med | CT |  |  | 216 | 216 |  |  | 0 | 216 | 0 | 0 | 39744 | 0 | 9936 | 9936 | 735
MAIN | 2004 | Midwest Power - Beloit |  | WI | Med | CT |  | N | 365 | 365 | 0 |  | 0 | 365 | 0 | 0 | 67160 | 0 | 16790 | 16790 | 746
MAIN | 2004 | Midwest Power - Muskego |  | WI | Low | CT |  | N | 300 | 300 | 0 |  | 0 | 0 | 300 | 0 | 0 | 55200 | 0 | 0 | 750
MAIN | 2004 | Midwest Power - New Berlin |  | WI | Low | CT |  | N | 375 | 375 | 0 |  | 0 | 0 | 375 | 0 | 0 | 69000 | 0 | 0 | 751
MAIN | 2004 | Skygen/Alliant - DePere | ANR | WI | Med + | Cogen | January | N | 255 | 75 |  |  | 0 | 255 | 0 | 0 | 39780 | 0 | 9945 | 0 | 589
MAIN | 2004 | Southern - Terre Haute II (Sugar Creek) |  | IN | Low | CT |  | N | 260 | 260 | 0 | GE PG7 - FA | 0 | 0 | 260 | 0 | 0 | 47840 | 0 | 0 | 744
MAPP | 2004 | Lincoln Electric System |  | NE | Med | CT |  | N | 55 | 0 |  |  | 0 | 55 | 0 | 0 | 10120 | 0 | 2530 | 2530 | 646
MAPP | 2004 | Midwest Power - Osceola |  | WI | Low | CT |  | N | 365 | 365 | 0 |  | 0 | 0 | 365 | 0 | 0 | 67160 | 0 | 0 | 752
NPCC | 2004 | Calpine - Orange County (Wawayanda) |  | NY | Med | CC | 1Q | N | 540 | 540 |  |  | 0 | 540 | 0 | 0 | 97200 | 0 | 24300 | 0 | 654
NPCC | 2004 | Constellation Power - Astoria |  | NY | Low | CC |  |  | 531 | 531 |  |  | 0 | 0 | 531 | 0 | 0 | 95580 | 0 | 0 | 736
NPCC | 2004 | Orion - Astoria (ConEd repower) |  | NY | Med | CC |  |  | 750 | 750 |  |  | 0 | 750 | 0 | 0 | 135000 | 0 | 33750 | 0 | 737
NPCC | 2004 | York - North First Street |  | NY | Low | CT |  | N | 500 | 500 |  |  | 0 | 0 | 500 | 0 | 0 | 92000 | 0 | 0 | 678
SERC | 2004 | Calpine - Haywood Energy Center |  | TN | Med | CC |  | N | 770 | 770 |  |  | 0 | 770 | 0 | 0 | 138600 | 0 | 34650 | 0 | 651
SERC | 2004 | Calpine - Morgan Energy Center II |  | AL | High | Cogen |  | N | 220 | 220 |  |  | 220 | 0 | 0 | 34320 | 0 | 0 | 34320 | 0 | 650
SERC | 2004 | CLECO - Perryville |  | LA | Med | CT |  | N | 1000 | 1000 |  |  | 0 | 1000 | 0 | 0 | 184000 | 0 | 46000 | 46000 | 677
SERC | 2004 | CPV - Cunnigham Creek (Fluvanna Co) | Transco | VA | Low | CC |  |  | 520 | 520 |  |  | 0 | 0 | 520 | 0 | 0 | 93600 | 0 | 0 | 197
SERC | 2004 | CPV - Cunningham Creek (Fluvanna Co) | Transco | VA | Low | CC |  |  | 520 | 520 |  |  | 0 | 0 | 520 | 0 | 0 | 93600 | 0 | 0 | 731
SERC | 2004 | Duke - Hot Spring Energy II (Malvern) |  | AR | Low | CC |  | N | 620 | 620 | 0 | GE 7FA | 0 | 0 | 620 | 0 | 0 | 111600 | 0 | 0 | 774
SERC | 2004 | Georgia Power - Goat Rock II (Autaugaville Power??) |  | AL | Low | CC |  | N | 1710 | 0 |  |  | 0 | 0 | 1710 | 0 | 0 | 307800 | 0 | 0 | 648
SERC | 2004 | Oxy - Convent Plant |  | LA | Low | CC |  | N | 835 | 835 |  |  | 0 | 0 | 835 | 0 | 0 | 150300 | 0 | 0 | 652
SERC | 2004 | Santee Cooper - (Northern SC) | Transco | SC | Med | CC |  | N | 500 | 0 |  |  | 0 | 500 | 0 | 0 | 90000 | 0 | 22500 | 0 | 647
SERC | 2004 | Scana/Fayetteville PWC - Fayetteville | SCANA Energy | NC | Dead | CC | June |  | 0 | 0 |  |  | 0 | 0 | 0 | 0 | 0 | 0 | 0 | 0 | 734
SERC | 2004 | South Carolina PSA |  | SC | Med | CC |  | N | 500 | 0 |  |  | 0 | 500 | 0 | 0 | 90000 | 0 | 22500 | 0 | 653
SERC | 2004 | Tenaska - Coosa |  | AL | Low | CT |  |  | 510 | 510 |  |  | 0 | 0 | 510 | 0 | 0 | 93840 | 0 | 0 | 732
SERC | 2004 | Tenaska - Fluvanna Plant | Transco | VA | Low | CC |  |  | 900 | 900 |  |  | 0 | 0 | 900 | 0 | 0 | 162000 | 0 | 0 | 87
SERC | 2004 | Tractabel Power - Loundon |  | VA | Low | CC |  |  | 1400 | 1400 |  |  | 0 | 0 | 1400 | 0 | 0 | 252000 | 0 | 0 | 253
SPP | 2004 | Energentix - Arcadia |  | OK |  | 1 |  |  | 825 | 825 |  |  | 0 | 0 | 0 | 0 | 0 | 0 | 0 | 0 | 7
SPP | 2004 | Kinder Morgan - Pittsburg |  | OK | Low | CC |  | N | 453 | 453 |  |  | 0 | 0 | 453 | 0 | 0 | 81540 | 0 | 0 | 679
WSCC | 2004 | Calpine - East Altamont Energy | PG&E | CA | Med | CC | June | N | 1100 | 1100 | 0 |  | 0 | 1100 | 0 | 0 | 198000 | 0 | 49500 | 0 | 760
WSCC | 2004 | Calpine - Hudson (Weld Co) |  | CO | Low | CT |  |  | 516 | 516 |  |  | 0 | 0 | 516 | 0 | 0 | 94944 | 0 | 0 | 738
WSCC | 2004 | Cogentrix - Mercer Ranch |  | WA | Low | CC |  | N | 850 | 850 | 0 |  | 0 | 0 | 850 | 0 | 0 | 153000 | 0 | 0 | 749
WSCC | 2004 | Confederated Umatilla Tribe - Eugene |  | OR | Low | 1 |  | N | 500 | 500 |  |  | 0 | 0 | 500 | 0 | 0 | 92000 | 0 | 0 | 657
WSCC | 2004 | Ida West - Garnet Energy |  | ID | Low | CC |  |  | 250 | 250 |  |  | 0 | 0 | 250 | 0 | 0 | 45000 | 0 | 0 | 740
WSCC | 2004 | Mountainview Power Co (San Bernardino) |  | CA | Med | CC |  | N | 1100 | 1100 |  |  | 0 | 1100 | 0 | 0 | 198000 | 0 | 49500 | 0 | 656
WSCC | 2004 | Newport Northwest - Wallula Power |  | WA | Low | CC |  | N | 1300 | 1300 |  |  | 0 | 0 | 1300 | 0 | 0 | 234000 | 0 | 0 | 658
WSCC | 2004 | Northeast Energy Sys (NESCO) - Goldendale |  | WA | Low | CT |  | Y | 248 | 248 |  |  | 0 | 0 | 248 | 0 | 0 | 45632 | 0 | 0 | 659
WSCC | 2004 | PG&E - Meadow Valley Gen |  | NV | Med | CC |  |  | 1000 | 1000 |  |  | 0 | 1000 | 0 | 0 | 180000 | 0 | 45000 | 0 | 741
WSCC | 2004 | Pinnacle - Red Hawk |  | AZ | Med | CC |  | Y | 530 | 530 |  |  | 0 | 530 | 0 | 0 | 95400 | 0 | 23850 | 0 | 655
WSCC | 2004 | PP&L Global (Formerly Northwest Power Enterprise) - Starbuck |  | WA | Low | CT |  | Y | 1100 | 1100 |  |  | 0 | 0 | 1100 | 0 | 0 | 202400 | 0 | 0 | 660
WSCC | 2004 | SMUD - Rancho Seco |  | CA | Med | CT |  |  | 1000 | 0 |  |  | 0 | 1000 | 0 | 0 | 184000 | 0 | 46000 | 46000 | 742
[9 empty] | 40640 | 35220 | 0 | 0 | 220 | 13296 | 26299 | 34320 | 2399304 | 4774288 |  |  |  | 2004
WSCC | 2005 | Allesheny - La Paz (Alensu) |  | AZ | Low | CC |  | N | 1080 | 1080 | 0 |  | 0 | 0 | 1080 | 0 | 0 | 194400 | 0 | 0 | 748
[9 empty] | 1080 | 1080 | 0 |  | 0 | 0 | 1080 | 0 | 0 | 194400 |  |  |  | 2005
GRAND TOTAL | [8 empty] | 347059.8 | 281066.5 | 0 | #VALUE! | 114278.9 | 128688.9 | 103267 | 20512662.4 | 23104921.6 | 18657856