## Notes
NOTES
1 | The model shows only an example of the economics for a LM6000 project. Please modify the model for the specific transaction
you are trying to model (Please see the contact list below)
2 | Please double check the model/pages before sending out to clients as certain information/comment cells/notes etc. may be too detailed to be disclosed
3 | All yellow shaded cells are required input cells
4 | Turbine carrying cost are based on assumptions on the WestLB Structure, the numbers may change after 03/15/00
5 | The dispatch template is attached. Please check with Jim Simpson for the required inputs
SOURCES
Source
1 | Federal Tax, Franchise Tax, Sales & Used Tax, NOL |  |  | Patrick Maloy
calculations
2 | 15 year MACRS |  |  | Patrick Maloy
3 | Book Depreciation |  |  | Use GenCo assumption as per Jody Pierce
4 | Fin Fan Cooler |  |  | Bernstein's cost model, calculated by Bruce Golden
5 | No Capacity Degradation for LM 6000 Peaker model |  |  | Bruce Golden
6 | Spread Option Model |  |  | Jim Simpson
7 | Estimated drawdown schedule |  |  | Bruce Golden
8 | Property Tax, State Tax |  |  | Jim Curry
9 | Heat Rate Degradation |  |  | Bruce Golden
CONTACTS
| Subjects | Contacts | Extension
| Model | Clement Lau | x 3-9446
|  | Ben Rogers | x 3-7998
| Turbine/Technical Info | Doug Sewell | x 3-6337
| Engineers | Mike Coleman | x 6-6385
|  | Bruce Golden | x 6-6063
|  | Chris Booth | x 6-7089
| O&M | Scot Chambers | x 6-8371
| Spread Option Model | Jim Simpson | x 3-7202
| Accounting | Jody Pierce | x 5-7405
| Federal Tax, misc. Tax | Mike Fredell | x 3-7022
|  | Matt Gockerman | x 3-3979
|  | Patrick Maloy | x 3-6174
| State/Property Tax | Warren Schick | x 3-0689
|  | Jim Curry | x 3-6367

## Tracking Sheet
PROJECT NAME: UAE-Lowell
TRACKING SHEET
| EQUITY IRR WITH NO | DSCR
| RESIDUAL VALUE | MIN | AVG.
Current | 14.12% | 1.3 | 1.3
Track Changes | 14.12% | 1.3 | 1.3

## Assumptions
Unhide Sub Debt, 1999 Columns
PROJECT NAME: UAE-Lowell
ASSUMPTIONS & SUMMARY OUTPUT
SOURCES & USES: |  |  |  | PROJECT DESCRIPTION: |  |  |  | OPERATING COSTS ASSUMPTIONS (FROM ENGINEERS/ASSET MANAGEMENT): |  |  |  | Fuel | Capacity $ | VOM | Residual Value | Capacity | Chillers | Compressor | Debt
Sources of Funds | % | 000 $ | $/kW |  |  |  |  | (1st year Annualized) |  |  |  | Index | Base | Pass-through | EBITDA Exit Multiple | ISO | Yes | Yes | Bank LT Debt
Total Equity | 17.63% | 19531.7117 | 103.8921 | Type of Turbine |  | LM6000 | [5 empty] | Fixed | Low | Not Pass-through | % of Project Cost | 95 degrees | No | No | Capital Market
Debt Issuance | 82.37% | 91250.396 | 485.3744 | Cost Per Turbine (w Carry Cost) (000$) |  | 14260.4496 |  | CPI Escalator (%) | 3% |  |  | Custom | Index |  | 000$/MW |  |  |  | Mini-perm
|  |  |  | Number of Turbines |  | 4 | [6 empty] | Custom |  | None
Total Sources | 100% | 110782.1077 | 589.2665 | Net Turbine Rating (MW) |  | 47 |  | Escalated Costs: |  |  |  | 1 | 1 | 1 | 1 | 2 | 1 | 1 | 1
Turbo Charger On | No |  |  | Heat Rate-New and Clean (HHV) |  | 10100 |  |  | 000$ -year | $/kW-year | $/mWh | Index | Base | Pass-through | EBITDA Exit Multiple | 2 | 10 | Yes | Bank LT Debt
|  |  |  | Heat Rate-Degraded (HHV) |  | 10200 |  | Variable Operating Cost | 153.204 |  | 0.582
Uses of Funds |  |  |  | No. of Construction Months |  | 7 |  | Major Maintenance | 576.884 |  | 1.644 |  | With Chillers | Without Chillers
EPC (From Engineers/Nepco): |  |  |  | Start of Commercial Operation |  | 2001-05-01 |  | Total VOM | 730.088 |  | 2.226 | ISO | 11 | 21
Turbine (with Carrying Cost) | 51.49% | 57041.7984 | 303.4138 | No. of Months in the 1st Operating year |  | 8 |  |  |  |  | ESC. | 95o | 12 | 22
Fin Fan Cooler | 0.2239% | 248 | 1.3191 | Project Life (Years) |  | 20 |  | Fixed Operating Expenses | 225 | 1.1968
Enhanced Sprint Option | 1.625% | 1800 | 9.5745 | Location (State) |  | MA |  | Insurance | 112 | 0.59574
BOP & Construction | 19.7% | 21820 | 116.0638 |  |  |  |  | SG&A | 100 | 0.53191
Pipeline | 1.354% | 1500 | 7.9787 | Residual Value (at year 20) |  |  |  | Start Charge |  | 0
Power Interconnection | 1.025% | 1135 | 6.0372 | EBITDA Exit Multiple |  | 5 |  | Marketing Fee | 0 | 0
SCR | 7.221% | 8000 | 42.5532 | % of Initial Project Cost |  | 20% |  | Admin Fees | 0 | 0
Dual Fuel | 0% | 0 | 0 | $/kW |  | 200 |  | O&M Fees plus capital exp. | 93 | 0.49468
Black Start | 0% | 0 | 0 |  |  |  |  | Total Fixed Escalating Cost | 530 | 2.8191
Gas Compression | 1.354% | 1500 | 7.9787 | FINANCING ASSUMPTIONS:
Demineralized Water Facility | 0% | 0 | 0 | DEBT |  | Construction Loan |  | Non-Escalated Costs:
Noise Mitigation | 2.121% | 2350 | 12.5 | Debt Issued | 2000-10-01 |  |  | Fuel | 15620.3436 | 83.0869
T-Line | 1.354% | 1500 | 7.9787 | Treasury Rate as of: | 2000-02-15 |  |  | Property Tax | 600 | 3.1915 | 2%
Overhead & Fees - EE&CC | 0% | 0 | 0 |  |  |  |  | Franchise Tax | 0 | 0
Overhead & Fees - Nepco | 0.1805% | 200 | 1.0638 | Amount ('000 $) | 91250.396 |  |  | Gross Receipts Tax | 0 | 0
LMP Cost Adder | 0% | 0 | 0 | Term (yrs) | 20 |  |  | Debt Service Reserve Fee | 80.5732 | 0.42858
Chillers (Check that BOP did not already include this) | 3.666% | 4061 | 21.6011 | Final Maturity | 2017-04-01
Sub Total | 91.31% | 101155.7984 | 538.0628 | Average Life (yrs) | 4.6212 |  |  | DEPRECIATION ASSUMPTIONS:
|  |  |  | Treasury Rate (%) | 6.5% | 6.5% |  |  | Year | Method | Residual (%)
Soft Cost (From Engineers/Asset Management): |  |  |  | Spread (%) | 1.75% | 1.75% |  | Federal & State Tax Depreciation
Spare Parts | 1.173% | 1300 | 6.9149 | All-In Rate (%) | 8.25% | 8.25% |  | EPC Costs | 15 | MACRS | 0%
EE&CC Program Management | 0.2031% | 225 | 1.1968 |  |  |  |  | Start-Up Cost | 5 | SL | 0%
Mobilization Expenses | 0% | 0 | 0 | Maximum DSR Amount (000 $) | 4028.6613 | 6 | (months/year) | Transaction Costs | 20 | SL | 0%
Environmental Permitting | 0.5416% | 600 | 3.1915 | Debt Service Reserve LOC Fee | 2%
Insurance | 0% | 0 | 0 | Interest Income Rate | 0% |  |  | Book Depreciation
Capitalized Salaries | 0% | 0 | 0 |  |  |  |  | EPC Costs | 30 | SL | 10%
Owner's Engineer | 0% | 0 | 0 | EQUITY |  |  |  | Start-Up Cost | 5 | SL | 0%
Development Expenses | 0% | 0 | 0 | Equity Closed | 2000-04-01 |  |  | Transaction Costs | 20 | SL | 0%
Legal Expense | 0.1354% | 150 | 0.79787 | Equity Partner's Share | 0% | 0
Interconnect Study | 0.01805% | 20 | 0.10638 | Enron's Share | 100% | 19531.7117 |  | TAX ASSUMPTIONS (PROJECT MAY INCLUDE SPECIFIC TAXES):
IDC | 2.914% | 3228.0093 | 17.1703
Land | 0.9027% | 1000 | 5.3191 | PPA ASSUMPTIONS (MAKE CHANGES AS NEEDED): |  |  |  | Federal Income Tax Rate (%) | 35%
Sales & Used Tax | 1.899% | 2103.3 | 11.1878 |  |  |  |  | State Income Tax Rate (average %) | 7% | (Project Specific)
Contingency | 0% | 0 | 0 | Fixed Price PPA |  |  |  | Franchise Tax (% on Net Asset) | 0% | (Project Specific)
Sub Total | 7.787% | 8626.3093 | 45.8846 | No. of years |  | 20 |  | Gross Receipts Tax (%) | 0% | (Project Specific)
|  |  |  | Capacity Charge ($/kW-mo.) |  | 6.52 |  | Sales & Used Tax Rate on Fuel (%) | 1.5% | (Project Specific)
Financing Costs: | [7 empty] | Sales & Used Tax Rate on Hard Cost (%) | 5% | (Project Specific)
Lender's Engineer | 0% | 0 | 0 | Merchant Price Period
Lender's Counsel | 0% | 0 | 0 | No. of years |  | 0
Financing Fee (All-in Fees) | 0.9027% | 1000 | 5.3191 | Capacity Charge ($/kW-mo.)
Sub Total | 0.9027% | 1000 | 5.3191
|  |  |  | Variable Payment ($/mWh) |  | 2.226
Total Uses | 100% | 110782.1077 | 589.2665
|  |  |  | Net Generation (MWh) |  | 470000
SUMMARY OUTPUT: |  |  |  | TECHNICAL ASSUMPTIONS:
All-in Capital Cost ($/kW) |  | 589.2665 |  | Site Condition (MW) |  | 188
|  |  |  | LMP Adder |  | 0
|  | Avg. | Min | Evaporative Cooler (MW) |  | 0
DSCR |  | 1.3 | 1.3 | Net Output (MW) |  | 188
Enron Equity Returns |  |  |  | No. of Starts per year |  | 140
20 Yrs After-Tax Cashflow with Zero Residual Value |  | 14.12% |  | Available PSIG |  | 400
20 Yrs After-Tax Cashflow with 5x EBITDA Exit Multiple Residual Value |  | 14.88% | Target | No. of Run Hours per year |  | 2500
20 Yrs After-Tax Cashflow with 20% Initial Project Cost Residual Value |  | 15.02% | 12%
20 Yrs After-Tax Cashflow with $200/kW Residual Value |  | 15.55%
Key Stats | 2001 | 2002 | 2003
EBITDA (000 $) | 8999.0312 | 13674.6468 | 13650.1098
Net Income (000 $) | 777.9346 | 1396.871 | 1544.3556
Pre-Tax Cashflow (000 $) | 5845.5524 | 6309.2066 | 6545.9928
Cashflow to Equity (000 $) | 4658.3888 | 3196.5334 | 3145.3196
Note on H11: clau: Calculated to include Carry Cost on a separate spreadsheet.
Note on H13: clau: This is an estimate, please check with Engineers for specific project
Note on H14: clau: This is an estimate, please check with Engineers for specific project
Note on H15: clau: This is an estimate, please check with Engineers for specific project
Note on C19: clau: $62,000/turbine as per Bruce Golden
Note on L38: clau: Assumption checked with Patrick Maloy on 2/4/00.
Note on C41: Ben Rogers: Make sure that ENA is not operating the facility, thus there will be no mobilization costs
Note on L43: clau: Assumption used for GenCo. Verified with Jody Pierce 2/3/00.
Note on N55: Ben Rogers: Need to check with Patrick Maloy the states tax rate
Note on C58: Ben Rogers: Based on company's estimate
Note on H61: clau: As per Bruce Golden for simple cycle LM6000
Note on H73: Ben Rogers: Based on company's estimates

## Price_Technical Assumption
PROJECT NAME: UAE-Lowell
PRICE/TECHNICAL ASSUMPTIONS
|  | 0.66667 | 1.6667 | 2.6667 | 3.6667 | 4.6667 | 5.6667 | 6.6667 | 7.6667 | 8.6667 | 9.6667 | 10.6667 | 11.6667 | 12.6667 | 13.6667 | 14.6667 | 15.6667 | 16.6667 | 17.6667 | 18.6667 | 19.6667 | 20.6667 | 21.6667 | 22.6667 | 23.6667 | 24.6667 | 25.6667 | 26.6667 | 27.6667 | 28.6667 | 29.6667 | 30.6667
|  | 2001 | 2002 | 2003 | 2004 | 2005 | 2006 | 2007 | 2008 | 2009 | 2010 | 2011 | 2012 | 2013 | 2014 | 2015 | 2016 | 2017 | 2018 | 2019 | 2020 | 2021 | 2022 | 2023 | 2024 | 2025 | 2026 | 2027 | 2028 | 2029 | 2030 | 2031
CAPACITY PRICE $/kW-MONTH
| Fixed Price | 6.52 | 6.52 | 6.52 | 6.52 | 6.52 | 6.52 | 6.52 | 6.52 | 6.52 | 6.52 | 6.52 | 6.52 | 6.52 | 6.52 | 6.52 | 6.52 | 6.52 | 6.52 | 6.52 | 6.52 | 6.52 | 6.52 | 6.52 | 6.52 | 6.52 | 6.52 | 6.52 | 6.52 | 6.52 | 6.52 | 6.52
Merchant Price
1 | Base | 5.4933 | 5.6581 | 5.6458 | 5.7213 | 5.6998 | 5.7713 | 5.8419 | 5.9116 | 6.0889 | 6.1596 | 6.3444 | 6.4159 | 6.6084 | 6.6806 | 6.7512 | 6.82 | 6.8869 | 6.9516 | 7.014 | 7.0739 | 7.1311 | 7.1854 | 7.2396 | 7.2939 | 7.3482 | 7.4024 | 7.4567 | 7.5109 | 7.5652 | 7.6195 | 7.6737
2 | Low | 4.3775 | 4.5088 | 4.7352 | 4.8772 | 5.0235 | 5.1742 | 5.3295 | 5.2782 | 5.2191 | 5.0397 | 4.9602 | 4.8713 | 4.8951 | 4.9159 | 4.8037 | 4.8141 | 4.8208 | 4.9654 | 5.1144 | 5.1173 | 5.2708 | 5.429 | 5.5871 | 5.7452 | 5.9033 | 6.0615 | 6.2196 | 6.3777 | 6.5358 | 6.694 | 6.8521
3 | Index | 0 | 0 | 0 | 0 | 0 | 0 | 0 | 0 | 0 | 0 | 0 | 0 | 0 | 0 | 0 | 0 | 0 | 0 | 0 | 0 | 0 | 0 | 0 | 0 | 0 | 0 | 0 | 0 | 0 | 0 | 0
4 | Custom | 0 | 0 | 0 | 0 | 0 | 0 | 0 | 0 | 0 | 0 | 0 | 0 | 0 | 0 | 0 | 0 | 0 | 0 | 0 | 0 | 0 | 0 | 0 | 0 | 0 | 0 | 0 | 0 | 0 | 0 | 0
1 | Market Price Scenario | 5.4933 | 5.6581 | 5.6458 | 5.7213 | 5.6998 | 5.7713 | 5.8419 | 5.9116 | 6.0889 | 6.1596 | 6.3444 | 6.4159 | 6.6084 | 6.6806 | 6.7512 | 6.82 | 6.8869 | 6.9516 | 7.014 | 7.0739 | 7.1311 | 7.1854 | 7.2396 | 7.2939 | 7.3482 | 7.4024 | 7.4567 | 7.5109 | 7.5652 | 7.6195 | 7.6737
| Blended Capacity Price | 6.52 | 6.52 | 6.52 | 6.52 | 6.52 | 6.52 | 6.52 | 6.52 | 6.52 | 6.52 | 6.52 | 6.52 | 6.52 | 6.52 | 6.52 | 6.52 | 6.52 | 6.52 | 6.52 | 6.52 | 6.9274 | 7.1854 | 7.2396 | 7.2939 | 7.3482 | 7.4024 | 7.4567 | 7.5109 | 7.5652 | 7.6195 | 7.6737
GAS PRICE $/MMBTU
1 | Index (Tenn Zone 6) | 3.1784 | 3.1597 | 3.1917 | 3.2409 | 3.3 | 3.363 | 3.428 | 3.498 | 3.573 | 3.653 | 3.738 | 3.8161 | 3.8857 | 4.023 | 4.128 | 4.238 | 4.353 | 4.473 | 4.598 | 4.728 | 4.863 | 2.2 | 2.2 | 2.2 | 2.2 | 2.2 | 2.2 | 2.2 | 2.2 | 2.2 | 2.2
2 | Fixed | 2.5 | 2.5 | 2.5 | 2.5 | 2.5 | 2.5 | 2.5 | 2.5 | 2.5 | 2.5 | 2.5 | 2.5 | 2.5 | 2.5 | 2.5 | 2.5 | 2.5 | 2.5 | 2.5 | 2.5 | 2.5 | 2.5 | 2.5 | 2.5 | 2.5 | 2.5 | 2.5 | 2.5 | 2.5 | 2.5 | 2.5
3 | Custom | 1.5 | 1.5 | 1.5 | 1.5 | 1.5 | 1.5 | 1.5 | 1.5 | 1.5 | 1.5 | 1.5 | 1.5 | 1.5 | 1.5 | 1.5 | 1.5 | 1.5 | 1.5 | 1.5 | 1.5 | 1.5 | 1.5 | 1.5 | 1.5 | 1.5 | 1.5 | 1.5 | 1.5 | 1.5 | 1.5 | 1.5
| Sales Tax Rate | 1.5% | 1.5% | 1.5% | 1.5% | 1.5% | 1.5% | 1.5% | 1.5% | 1.5% | 1.5% | 1.5% | 1.5% | 1.5% | 1.5% | 1.5% | 1.5% | 1.5% | 1.5% | 1.5% | 1.5% | 1.5% | 1.5% | 1.5% | 1.5% | 1.5% | 1.5% | 1.5% | 1.5% | 1.5% | 1.5% | 1.5%
1 | Gas Price Assumption | 3.2261 | 3.2071 | 3.2396 | 3.2895 | 3.3495 | 3.4134 | 3.4794 | 3.5504 | 3.6266 | 3.7078 | 3.794 | 3.8733 | 3.944 | 4.0833 | 4.1899 | 4.3015 | 4.4183 | 4.5401 | 4.6669 | 4.7989 | 4.9359 | 2.233 | 2.233 | 2.233 | 2.233 | 2.233 | 2.233 | 2.233 | 2.233 | 2.233 | 2.233
ENERGY PRICE $/MWH
| Fuel | 33.2348 | 33.0391 | 33.3742 | 33.8883 | 34.507 | 35.1649 | 35.8445 | 36.5765 | 37.3607 | 38.1973 | 39.0861 | 39.903 | 40.6306 | 42.0662 | 43.1641 | 44.3143 | 45.5168 | 46.7716 | 48.0787 | 49.438 | 50.8497 | 23.0044 | 23.0044 | 23.0044 | 23.0044 | 23.0044 | 23.0044 | 23.0044 | 23.0044 | 23.0044 | 23.0044
| Variable O&M | 2.2703 | 2.3384 | 2.4086 | 2.4808 | 2.5552 | 2.6319 | 2.7109 | 2.7922 | 2.8759 | 2.9622 | 3.0511 | 3.1426 | 3.2369 | 3.334 | 3.434 | 3.5371 | 3.6432 | 3.7525 | 3.865 | 3.981 | 4.1004 | 4.2234 | 4.3501 | 4.4806 | 4.6151 | 4.7535 | 4.8961 | 5.043 | 5.1943 | 5.3501 | 5.5106
| Marginal Cost of Generation | 35.5051 | 35.3776 | 35.7828 | 36.3691 | 37.0622 | 37.7968 | 38.5554 | 39.3687 | 40.2367 | 41.1595 | 42.1372 | 43.0456 | 43.8675 | 45.4002 | 46.5982 | 47.8514 | 49.16 | 50.5241 | 51.9437 | 53.419 | 54.9501 | 27.2278 | 27.3545 | 27.485 | 27.6194 | 27.7579 | 27.9005 | 28.0474 | 28.1986 | 28.3545 | 28.515
Pass-through | Energy Price Assumption | 35.5051 | 35.3776 | 35.7828 | 36.3691 | 37.0622 | 37.7968 | 38.5554 | 39.3687 | 40.2367 | 41.1595 | 42.1372 | 43.0456 | 43.8675 | 45.4002 | 46.5982 | 47.8514 | 49.16 | 50.5241 | 51.9437 | 53.419 | 54.9501 | 27.2278 | 27.3545 | 27.485 | 27.6194 | 27.7579 | 27.9005 | 28.0474 | 28.1986 | 28.3545 | 28.515
HEAT RATE (HHV)
| New and Clean | 10100 | 10100 | 10100 | 10100 | 10100 | 10100 | 10100 | 10100 | 10100 | 10100 | 10100 | 10100 | 10100 | 10100 | 10100 | 10100 | 10100 | 10100 | 10100 | 10100 | 10100 | 10100 | 10100 | 10100 | 10100 | 10100 | 10100 | 10100 | 10100 | 10100 | 10100
Degradation (%) | bar: 2001 to 2031
| Net Heat Rate | 10302 | 10302 | 10302 | 10302 | 10302 | 10302 | 10302 | 10302 | 10302 | 10302 | 10302 | 10302 | 10302 | 10302 | 10302 | 10302 | 10302 | 10302 | 10302 | 10302 | 10302 | 10302 | 10302 | 10302 | 10302 | 10302 | 10302 | 10302 | 10302 | 10302 | 10302

## Gas Curve
Total Price to
| Tenn Zone 6 | Annual | Year | Price
2001-01-01 | 4.0555 |  | 2001 | 3.1784
2001-02-01 | 3.8955 |  | 2002 | 3.1597
2001-03-01 | 3.343 |  | 2003 | 3.1917 | 1.0101
2001-04-01 | 2.863 |  | 2004 | 3.2409 | 1.0154
2001-05-01 | 2.781 |  | 2005 | 3.3 | 1.0183
2001-06-01 | 2.793 |  | 2006 | 3.363 | 1.0191
2001-07-01 | 2.816 |  | 2007 | 3.428 | 1.0193
2001-08-01 | 2.8155 |  | 2008 | 3.498 | 1.0204
2001-09-01 | 2.796 |  | 2009 | 3.573 | 1.0214
2001-10-01 | 2.8405 |  | 2010 | 3.653 | 1.0224
2001-11-01 | 3.2795 |  | 2011 | 3.738 | 1.0233
2001-12-01 | 3.862 | 3.1784 | 2012 | 3.8161 | 1.0209
2002-01-01 | 4.0725 |  | 2013 | 3.8857 | 1.0182
2002-02-01 | 3.925 |  | 2014 | 4.023 | 1.0353
2002-03-01 | 3.3155 |  | 2015 | 4.128 | 1.0261
2002-04-01 | 2.829 |  | 2016 | 4.238 | 1.0266
2002-05-01 | 2.77 |  | 2017 | 4.353 | 1.0271
2002-06-01 | 2.782 |  | 2018 | 4.473 | 1.0276
2002-07-01 | 2.799 |  | 2019 | 4.598 | 1.0279
2002-08-01 | 2.8025 |  | 2020 | 4.728 | 1.0283
2002-09-01 | 2.782 |  | 2021 | 4.863 | 1.0286
2002-10-01 | 2.8255
2002-11-01 | 3.2965
2002-12-01 | 3.7165 | 3.1597
2003-01-01 | 4.0725
2003-02-01 | 3.937
2003-03-01 | 3.358
2003-04-01 | 2.864
2003-05-01 | 2.805
2003-06-01 | 2.817
2003-07-01 | 2.834
2003-08-01 | 2.8375
2003-09-01 | 2.817
2003-10-01 | 2.8605
2003-11-01 | 3.3365
2003-12-01 | 3.7615 | 3.1917
2004-01-01 | 4.1325
2004-02-01 | 3.997
2004-03-01 | 3.408
2004-04-01 | 2.909
2004-05-01 | 2.85
2004-06-01 | 2.862
2004-07-01 | 2.879
2004-08-01 | 2.8825
2004-09-01 | 2.862
2004-10-01 | 2.9055
2004-11-01 | 3.3865
2004-12-01 | 3.8165 | 3.2409
2005-01-01 | 4.2025
2005-02-01 | 4.067
2005-03-01 | 3.468
2005-04-01 | 2.964
2005-05-01 | 2.905
2005-06-01 | 2.917
2005-07-01 | 2.934
2005-08-01 | 2.9375
2005-09-01 | 2.917
2005-10-01 | 2.9605
2005-11-01 | 3.4465
2005-12-01 | 3.8815 | 3.3
2006-01-01 | 4.2775
2006-02-01 | 4.142
2006-03-01 | 3.533
2006-04-01 | 3.024
2006-05-01 | 2.965
2006-06-01 | 2.977
2006-07-01 | 2.994
2006-08-01 | 2.9975
2006-09-01 | 2.977
2006-10-01 | 3.0205
2006-11-01 | 3.5065
2006-12-01 | 3.9415 | 3.363
2007-01-01 | 4.3425
2007-02-01 | 4.207
2007-03-01 | 3.598
2007-04-01 | 3.089
2007-05-01 | 3.03
2007-06-01 | 3.042
2007-07-01 | 3.059
2007-08-01 | 3.0625
2007-09-01 | 3.042
2007-10-01 | 3.0855
2007-11-01 | 3.5715
2007-12-01 | 4.0065 | 3.428
2008-01-01 | 4.4125
2008-02-01 | 4.277
2008-03-01 | 3.668
2008-04-01 | 3.159
2008-05-01 | 3.1
2008-06-01 | 3.112
2008-07-01 | 3.129
2008-08-01 | 3.1325
2008-09-01 | 3.112
2008-10-01 | 3.1555
2008-11-01 | 3.6415
2008-12-01 | 4.0765 | 3.498
2009-01-01 | 4.4875
2009-02-01 | 4.352
2009-03-01 | 3.743
2009-04-01 | 3.234
2009-05-01 | 3.175
2009-06-01 | 3.187
2009-07-01 | 3.204
2009-08-01 | 3.2075
2009-09-01 | 3.187
2009-10-01 | 3.2305
2009-11-01 | 3.7165
2009-12-01 | 4.1515 | 3.573
2010-01-01 | 4.5675
2010-02-01 | 4.432
2010-03-01 | 3.823
2010-04-01 | 3.314
2010-05-01 | 3.255
2010-06-01 | 3.267
2010-07-01 | 3.284
2010-08-01 | 3.2875
2010-09-01 | 3.267
2010-10-01 | 3.3105
2010-11-01 | 3.7965
2010-12-01 | 4.2315 | 3.653
2011-01-01 | 4.6525
2011-02-01 | 4.517
2011-03-01 | 3.908
2011-04-01 | 3.399
2011-05-01 | 3.34
2011-06-01 | 3.352
2011-07-01 | 3.369
2011-08-01 | 3.3725
2011-09-01 | 3.352
2011-10-01 | 3.3955
2011-11-01 | 3.8815
2011-12-01 | 4.3165 | 3.738
2012-01-01 | 4.7425
2012-02-01 | 4.607
2012-03-01 | 3.998
2012-04-01 | 3.489
2012-05-01 | 3.43
2012-06-01 | 3.442
2012-07-01 | 3.459
2012-08-01 | 3.4625
2012-09-01 | 3.442
2012-10-01 | 3.4855
2012-11-01 | 3.9715
2012-12-01 | 4.264 | 3.8161
2013-01-01 | 4.39
2013-02-01 | 4.702
2013-03-01 | 4.093
2013-04-01 | 3.584
2013-05-01 | 3.525
2013-06-01 | 3.537
2013-07-01 | 3.554
2013-08-01 | 3.5575
2013-09-01 | 3.537
2013-10-01 | 3.5805
2013-11-01 | 4.0665
2013-12-01 | 4.5015 | 3.8857
2014-01-01 | 4.9375
2014-02-01 | 4.802
2014-03-01 | 4.193
2014-04-01 | 3.684
2014-05-01 | 3.625
2014-06-01 | 3.637
2014-07-01 | 3.654
2014-08-01 | 3.6575
2014-09-01 | 3.637
2014-10-01 | 3.6805
2014-11-01 | 4.1665
2014-12-01 | 4.6015 | 4.023
2015-01-01 | 5.0425
2015-02-01 | 4.907
2015-03-01 | 4.298
2015-04-01 | 3.789
2015-05-01 | 3.73
2015-06-01 | 3.742
2015-07-01 | 3.759
2015-08-01 | 3.7625
2015-09-01 | 3.742
2015-10-01 | 3.7855
2015-11-01 | 4.2715
2015-12-01 | 4.7065 | 4.128
2016-01-01 | 5.1525
2016-02-01 | 5.017
2016-03-01 | 4.408
2016-04-01 | 3.899
2016-05-01 | 3.84
2016-06-01 | 3.852
2016-07-01 | 3.869
2016-08-01 | 3.8725
2016-09-01 | 3.852
2016-10-01 | 3.8955
2016-11-01 | 4.3815
2016-12-01 | 4.8165 | 4.238
2017-01-01 | 5.2675
2017-02-01 | 5.132
2017-03-01 | 4.523
2017-04-01 | 4.014
2017-05-01 | 3.955
2017-06-01 | 3.967
2017-07-01 | 3.984
2017-08-01 | 3.9875
2017-09-01 | 3.967
2017-10-01 | 4.0105
2017-11-01 | 4.4965
2017-12-01 | 4.9315 | 4.353
2018-01-01 | 5.3875
2018-02-01 | 5.252
2018-03-01 | 4.643
2018-04-01 | 4.134
2018-05-01 | 4.075
2018-06-01 | 4.087
2018-07-01 | 4.104
2018-08-01 | 4.1075
2018-09-01 | 4.087
2018-10-01 | 4.1305
2018-11-01 | 4.6165
2018-12-01 | 5.0515 | 4.473
2019-01-01 | 5.5125
2019-02-01 | 5.377
2019-03-01 | 4.768
2019-04-01 | 4.259
2019-05-01 | 4.2
2019-06-01 | 4.212
2019-07-01 | 4.229
2019-08-01 | 4.2325
2019-09-01 | 4.212
2019-10-01 | 4.2555
2019-11-01 | 4.7415
2019-12-01 | 5.1765 | 4.598
2020-01-01 | 5.6425
2020-02-01 | 5.507
2020-03-01 | 4.898
2020-04-01 | 4.389
2020-05-01 | 4.33
2020-06-01 | 4.342
2020-07-01 | 4.359
2020-08-01 | 4.3625
2020-09-01 | 4.342
2020-10-01 | 4.3855
2020-11-01 | 4.8715
2020-12-01 | 5.3065 | 4.728
2021-01-01 | 5.7775
2021-02-01 | 5.642
2021-03-01 | 5.033
2021-04-01 | 4.524
2021-05-01 | 4.465
2021-06-01 | 4.477
2021-07-01 | 4.494
2021-08-01 | 4.4975
2021-09-01 | 4.477
2021-10-01 | 4.5205
2021-11-01 | 5.0065
2021-12-01 | 5.4415 | 4.863

## Turbo
Sheet Generated from Bruce Golden
|  | Lowell | Lowell + LMP
Net CTG plant output | MW | 188 | 188
LMP gross output | MW |  | 32
LMP aux. | MW |  | -2
chiller aux. Savings | MW |  | 6
Net Plant Output | MW | 188 | 224
Fuel Consumption | MMBtu/hr | 1957 | 1957
Net deal H.R. | Btu/kWhr. | 10409 | 8728
Base Capital Cost | US$ | 101000 | 101000
LMP Cost adder | US$ |  | 18400
Chiller Plant Savings | US$ |  | -6000
Net Plant Cost | US$ | 101000 | 113400
| US$/kW | 537 | 506
Incremenetal net plant output | MW |  | 36
Incremental net plant cost | US$/kW |  | 343

## IS
PROJECT NAME: UAE-Lowell
INCOME STATEMENT
|  | 0.66667 | 1.6667 | 2.6667 | 3.6667 | 4.6667 | 5.6667 | 6.6667 | 7.6667 | 8.6667 | 9.6667 | 10.6667 | 11.6667 | 12.6667 | 13.6667 | 14.6667 | 15.6667 | 16.6667 | 17.6667 | 18.6667 | 19.6667 | 20.6667 | 21.6667 | 22.6667 | 23.6667 | 24.6667 | 25.6667 | 26.6667 | 27.6667 | 28.6667 | 29.6667 | 30.6667
('000 $) |  | 2001 | 2002 | 2003 | 2004 | 2005 | 2006 | 2007 | 2008 | 2009 | 2010 | 2011 | 2012 | 2013 | 2014 | 2015 | 2016 | 2017 | 2018 | 2019 | 2020 | 2021 | 2022 | 2023 | 2024 | 2025 | 2026 | 2027 | 2028 | 2029 | 2030 | 2031
|  | 2001-12-31 | 2002-12-31 | 2003-12-31 | 2004-12-31 | 2005-12-31 | 2006-12-31 | 2007-12-31 | 2008-12-31 | 2009-12-31 | 2010-12-31 | 2011-12-31 | 2012-12-31 | 2013-12-31 | 2014-12-31 | 2015-12-31 | 2016-12-31 | 2017-12-31 | 2018-12-31 | 2019-12-31 | 2020-12-31 | 2021-12-31 | 2022-12-31 | 2023-12-31 | 2024-12-31 | 2025-12-31 | 2026-12-31 | 2027-12-31 | 2028-12-31 | 2029-12-31 | 2030-12-31 | 2031-12-31
Revenue
Capacity Revenue |  | 9806.08 | 14709.12 | 14709.12 | 14709.12 | 14709.12 | 14709.12 | 14709.12 | 14709.12 | 14709.12 | 14709.12 | 14709.12 | 14709.12 | 14709.12 | 14709.12 | 14709.12 | 14709.12 | 14709.12 | 14709.12 | 14709.12 | 14709.12 | 5209.4194 | 0 | 0 | 0 | 0 | 0 | 0 | 0 | 0 | 0 | 0
Energy Revenue |  | 16687.3847 | 16627.4525 | 16817.8951 | 17093.4888 | 17419.247 | 17764.4842 | 18121.041 | 18503.284 | 18911.2464 | 19344.9628 | 19804.4686 | 20231.4397 | 20617.7229 | 21338.0926 | 21901.1319 | 22490.1544 | 23105.2023 | 23746.3192 | 24413.5501 | 25106.941 | 25826.5398 | 12797.0629 | 12856.6132 | 12917.95 | 12981.127 | 13046.1992 | 13113.2236 | 13182.2588 | 13253.365 | 13326.6044 | 13402.041
Ancillary Services |  | 0 | 0 | 0 | 0 | 0 | 0 | 0 | 0 | 0 | 0 | 0 | 0 | 0 | 0 | 0 | 0 | 0 | 0 | 0 | 0 | 0 | 0 | 0 | 0 | 0 | 0 | 0 | 0 | 0 | 0 | 0
Total Revenue |  | 26493.4647 | 31336.5725 | 31527.0151 | 31802.6088 | 32128.367 | 32473.6042 | 32830.161 | 33212.404 | 33620.3664 | 34054.0828 | 34513.5886 | 34940.5597 | 35326.8429 | 36047.2126 | 36610.2519 | 37199.2744 | 37814.3223 | 38455.4392 | 39122.6701 | 39816.061 | 31035.9592 | 12797.0629 | 12856.6132 | 12917.95 | 12981.127 | 13046.1992 | 13113.2236 | 13182.2588 | 13253.365 | 13326.6044 | 13402.041
Expense
Fuel |  | 15620.3436 | 15528.4002 | 15685.8712 | 15927.5041 | 16218.2828 | 16527.4911 | 16846.9381 | 17190.9579 | 17559.5506 | 17952.7161 | 18370.4545 | 18754.4052 | 19096.3773 | 19771.1067 | 20287.1365 | 20827.7391 | 21392.9145 | 21982.6628 | 22596.9839 | 23235.8779 | 23899.3448 | 10812.052 | 10812.052 | 10812.052 | 10812.052 | 10812.052 | 10812.052 | 10812.052 | 10812.052 | 10812.052 | 10812.052
Fixed Operating Expenses |  | 150 | 231.75 | 238.7025 | 245.8636 | 253.2395 | 260.8367 | 268.6618 | 276.7216 | 285.0233 | 293.574 | 302.3812 | 311.4526 | 320.7962 | 330.4201 | 340.3327 | 350.5427 | 361.0589 | 371.8907 | 383.0474 | 394.5389 | 406.375 | 418.5663 | 431.1233 | 444.057 | 457.3787 | 471.1 | 485.233 | 499.79 | 514.7837 | 530.2272 | 546.1341
Variable Operating Expenses |  | 278.9838 | 287.3533 | 295.9739 | 304.8531 | 313.9987 | 323.4187 | 333.1213 | 343.1149 | 353.4083 | 364.0106 | 374.9309 | 386.1788 | 397.7642 | 409.6971 | 421.988 | 434.6477 | 447.6871 | 461.1177 | 474.9513 | 489.1998 | 503.8758 | 518.9921 | 534.5618 | 550.5987 | 567.1166 | 584.1301 | 601.654 | 619.7037 | 638.2948 | 657.4436 | 677.1669
Major Maintenance |  | 788.0573 | 811.6991 | 836.05 | 861.1315 | 886.9655 | 913.5744 | 940.9817 | 969.2111 | 998.2875 | 1028.2361 | 1059.0832 | 1090.8557 | 1123.5813 | 1157.2888 | 1192.0074 | 1227.7677 | 1264.6007 | 1302.5387 | 1341.6149 | 1381.8633 | 1423.3192 | 1466.0188 | 1509.9994 | 1555.2993 | 1601.9583 | 1650.0171 | 1699.5176 | 1750.5031 | 1803.0182 | 1857.1088 | 1912.822
Insurance |  | 74.6667 | 115.36 | 118.8208 | 122.3854 | 126.057 | 129.8387 | 133.7339 | 137.7459 | 141.8782 | 146.1346 | 150.5186 | 155.0342 | 159.6852 | 164.4758 | 169.41 | 174.4924 | 179.7271 | 185.1189 | 190.6725 | 196.3927 | 202.2845 | 208.353 | 214.6036 | 221.0417 | 227.6729 | 234.5031 | 241.5382 | 248.7844 | 256.2479 | 263.9353 | 271.8534
SG&A |  | 66.6667 | 103 | 106.09 | 109.2727 | 112.5509 | 115.9274 | 119.4052 | 122.9874 | 126.677 | 130.4773 | 134.3916 | 138.4234 | 142.5761 | 146.8534 | 151.259 | 155.7967 | 160.4706 | 165.2848 | 170.2433 | 175.3506 | 180.6111 | 186.0295 | 191.6103 | 197.3587 | 203.2794 | 209.3778 | 215.6591 | 222.1289 | 228.7928 | 235.6566 | 242.7262
Start Charge |  | 0 | 0 | 0 | 0 | 0 | 0 | 0 | 0 | 0 | 0 | 0 | 0 | 0 | 0 | 0 | 0 | 0 | 0 | 0 | 0 | 0 | 0 | 0 | 0 | 0 | 0 | 0 | 0 | 0 | 0 | 0
Property Tax |  | 400 | 408 | 416.16 | 424.4832 | 432.9729 | 441.6323 | 450.465 | 459.4743 | 468.6638 | 478.037 | 487.5978 | 497.3497 | 507.2967 | 517.4427 | 527.7915 | 538.3473 | 549.1143 | 560.0966 | 571.2985 | 582.7245 | 594.379 | 606.2665 | 618.3919 | 630.7597 | 643.3749 | 656.2424 | 669.3672 | 682.7546 | 696.4097 | 710.3379 | 724.5446
Franchise Tax |  | 0 | 0 | 0 | 0 | 0 | 0 | 0 | 0 | 0 | 0 | 0 | 0 | 0 | 0 | 0 | 0 | 0 | 0 | 0 | 0 | 0 | 0 | 0 | 0 | 0 | 0 | 0 | 0 | 0 | 0 | 0
Gross Receipts Tax |  | 0 | 0 | 0 | 0 | 0 | 0 | 0 | 0 | 0 | 0 | 0 | 0 | 0 | 0 | 0 | 0 | 0 | 0 | 0 | 0 | 0 | 0 | 0 | 0 | 0 | 0 | 0 | 0 | 0 | 0 | 0
Debt Service Reserve LOC Fee |  | 53.7155 | 80.5732 | 80.5732 | 80.5732 | 80.5732 | 80.5732 | 80.5732 | 80.5732 | 80.5732 | 80.5732 | 80.5732 | 80.5732 | 80.5732 | 80.5732 | 80.5732 | 80.5732 | 26.8577 | 0 | 0 | 0 | 0 | 0 | 0 | 0 | 0 | 0 | 0 | 0 | 0 | 0 | 0
Marketing Fee |  | 0 | 0 | 0 | 0 | 0 | 0 | 0 | 0 | 0 | 0 | 0 | 0 | 0 | 0 | 0 | 0 | 0 | 0 | 0 | 0 | 0 | 0 | 0 | 0 | 0 | 0 | 0 | 0 | 0 | 0 | 0
Administrative Fee |  | 0 | 0 | 0 | 0 | 0 | 0 | 0 | 0 | 0 | 0 | 0 | 0 | 0 | 0 | 0 | 0 | 0 | 0 | 0 | 0 | 0 | 0 | 0 | 0 | 0 | 0 | 0 | 0 | 0 | 0 | 0
O&M Fees |  | 62 | 95.79 | 98.6637 | 101.6236 | 104.6723 | 107.8125 | 111.0469 | 114.3783 | 117.8096 | 121.3439 | 124.9842 | 128.7337 | 132.5958 | 136.5736 | 140.6708 | 144.891 | 149.2377 | 153.7148 | 158.3263 | 163.0761 | 167.9683 | 173.0074 | 178.1976 | 183.5435 | 189.0499 | 194.7213 | 200.563 | 206.5799 | 212.7773 | 219.1606 | 225.7354
Total Expense |  | 17494.4335 | 17661.9258 | 17876.9053 | 18177.6905 | 18529.3128 | 18901.1051 | 19284.9269 | 19695.1646 | 20131.8715 | 20595.1029 | 21084.9153 | 21543.0066 | 21961.2461 | 22714.4314 | 23311.1692 | 23934.7977 | 24531.6688 | 25182.4251 | 25887.1381 | 26619.0237 | 27378.1577 | 14389.2855 | 14490.5399 | 14594.7106 | 14701.8828 | 14812.1439 | 14925.5843 | 15042.2966 | 15162.3763 | 15285.922 | 15413.0347
EBITDA |  | 8999.0312 | 13674.6468 | 13650.1098 | 13624.9183 | 13599.0542 | 13572.4992 | 13545.2341 | 13517.2394 | 13488.4949 | 13458.98 | 13428.6733 | 13397.5531 | 13365.5968 | 13332.7813 | 13299.0827 | 13264.4767 | 13282.6536 | 13273.0142 | 13235.532 | 13197.0373 | 3657.8015 | -1592.2227 | -1633.9267 | -1676.7606 | -1720.7558 | -1765.9447 | -1812.3606 | -1860.0378 | -1909.0114 | -1959.3176 | -2010.9937
Depreciation & Amortization |  | 2707.4495 | 4061.1742 | 4061.1742 | 4061.1742 | 4061.1742 | 3474.7342 | 3181.5142 | 3181.5142 | 3181.5142 | 3181.5142 | 3181.5142 | 3181.5142 | 3181.5142 | 3181.5142 | 3181.5142 | 3181.5142 | 3181.5142 | 3181.5142 | 3181.5142 | 3181.5142 | 3148.1809 | 3131.5142 | 3131.5142 | 3131.5142 | 3131.5142 | 3131.5142 | 3131.5142 | 3131.5142 | 3131.5142 | 3131.5142 | 1043.8381
EBIT |  | 6291.5817 | 9613.4725 | 9588.9355 | 9563.744 | 9537.88 | 10097.765 | 10363.7199 | 10335.7251 | 10306.9806 | 10277.4657 | 10247.1591 | 10216.0389 | 10184.0826 | 10151.267 | 10117.5685 | 10082.9625 | 10101.1393 | 10091.5 | 10054.0177 | 10015.5231 | 509.6206 | -4723.7369 | -4765.4409 | -4808.2748 | -4852.27 | -4897.4589 | -4943.8748 | -4991.552 | -5040.5256 | -5090.8318 | -3054.8318
Interest Expense |  | 5004.6758 | 7302.6851 | 7034.1702 | 6743.5501 | 6428.2762 | 6089.3661 | 5723.4432 | 5329.3086 | 4901.9425 | 4441.7404 | 3944.4867 | 3408.1802 | 2826.8106 | 2199.9192 | 1522.1292 | 790.3342 | 100.8291 | 0 | 0 | 0 | 0 | 9.0824 | 71.1621 | 183.5622 | 308.4859 | 446.6028 | 599.3369 | 767.8252 | 953.9293 | 1158.6564 | 1425.1912
Pretax Book Income |  | 1286.9059 | 2310.7874 | 2554.7653 | 2820.1939 | 3109.6038 | 4008.3989 | 4640.2767 | 5006.4166 | 5405.0382 | 5835.7253 | 6302.6724 | 6807.8586 | 7357.2719 | 7951.3479 | 8595.4393 | 9292.6283 | 10000.3103 | 10091.5 | 10054.0177 | 10015.5231 | 509.6206 | -4732.8193 | -4836.603 | -4991.8369 | -5160.7559 | -5344.0617 | -5543.2117 | -5759.3772 | -5994.4549 | -6249.4882 | -4480.023
Book State Tax Benefit / (Expense) | 7% | -90.0834 | -161.7551 | -178.8336 | -197.4136 | -217.6723 | -280.5879 | -324.8194 | -350.4492 | -378.3527 | -408.5008 | -441.1871 | -476.5501 | -515.009 | -556.5944 | -601.6807 | -650.484 | -700.0217 | -706.405 | -703.7812 | -701.0866 | -35.6734 | 331.2974 | 338.5622 | 349.4286 | 361.2529 | 374.0843 | 388.0248 | 403.1564 | 419.6118 | 437.4642 | 313.6016
Shareholder Fed. Tax Benefit / (Expense) | 35% | -418.8879 | -752.1613 | -831.5761 | -917.9731 | -1012.176 | -1304.7338 | -1510.4101 | -1629.5886 | -1759.3399 | -1899.5286 | -2051.5199 | -2215.958 | -2394.792 | -2588.1637 | -2797.8155 | -3024.7505 | -3255.101 | -3284.7832 | -3272.5828 | -3260.0528 | -165.8815 | 1540.5327 | 1574.3143 | 1624.8429 | 1679.8261 | 1739.4921 | 1804.3154 | 1874.6773 | 1951.1951 | 2034.2084 | 1458.2475
Net Income |  | 777.9346 | 1396.871 | 1544.3556 | 1704.8072 | 1879.7555 | 2423.0771 | 2805.0472 | 3026.3788 | 3267.3456 | 3527.6959 | 3809.9655 | 4115.3506 | 4447.4709 | 4806.5898 | 5195.943 | 5617.3938 | 6045.1876 | 6100.3117 | 6077.6537 | 6054.3837 | 308.0657 | -2860.9893 | -2923.7265 | -3017.5654 | -3119.677 | -3230.4853 | -3350.8715 | -3481.5435 | -3623.648 | -3777.8156 | -2708.1739

## BS (hidden)
PROJECT NAME: UAE-Lowell
BALANCE SHEET
| 0 | 0.66667 | 1.6667 | 2.6667 | 3.6667 | 4.6667 | 5.6667 | 6.6667 | 7.6667 | 8.6667 | 9.6667 | 10.6667 | 11.6667 | 12.6667 | 13.6667 | 14.6667 | 15.6667 | 16.6667 | 17.6667 | 18.6667 | 19.6667 | 20.6667 | 21.6667 | 22.6667 | 23.6667 | 24.6667 | 25.6667 | 26.6667 | 27.6667 | 28.6667 | 29.6667 | 30.6667
('000 $) | Close | 2001 | 2002 | 2003 | 2004 | 2005 | 2006 | 2007 | 2008 | 2009 | 2010 | 2011 | 2012 | 2013 | 2014 | 2015 | 2016 | 2017 | 2018 | 2019 | 2020 | 2021 | 2022 | 2023 | 2024 | 2025 | 2026 | 2027 | 2028 | 2029 | 2030 | 2031
|  | 2001-12-30 12:00 | 2002-12-30 18:00 | 2003-12-31 | 2004-12-30 06:00 | 2005-12-30 12:00 | 2006-12-30 18:00 | 2007-12-31 | 2008-12-30 06:00 | 2009-12-30 12:00 | 2010-12-30 18:00 | 2011-12-31 | 2012-12-30 06:00 | 2013-12-30 12:00 | 2014-12-30 18:00 | 2015-12-31 | 2016-12-30 06:00 | 2017-12-30 12:00 | 2018-12-30 18:00 | 2019-12-31 | 2020-12-30 06:00 | 2021-12-30 12:00 | 2022-12-30 18:00 | 2023-12-31 | 2024-12-30 06:00 | 2025-12-30 12:00 | 2026-12-30 18:00 | 2027-12-31 | 2028-12-30 06:00 | 2029-12-30 12:00 | 2030-12-30 18:00 | 2031-12-31
Assets
Cash | 0 | 0 | 0 | 0 | 0 | 0 | 0 | 0 | 0 | 0 | 0 | 0 | 0 | 0 | 0 | 0 | 0 | 0 | 0 | 0 | 0 | 0 | 0 | 0 | 0 | 0 | 0 | 0 | 0 | 0 | 0 | 0
Accounts Receivable | 0 | 0 | 0 | 0 | 0 | 0 | 0 | 0 | 0 | 0 | 0 | 0 | 0 | 0 | 0 | 0 | 0 | 0 | 0 | 0 | 0 | 0 | 0 | 0 | 0 | 0 | 0 | 0 | 0 | 0 | 0 | 0
Inventories | 0 | 0 | 0 | 0 | 0 | 0 | 0 | 0 | 0 | 0 | 0 | 0 | 0 | 0 | 0 | 0 | 0 | 0 | 0 | 0 | 0 | 0 | 0 | 0 | 0 | 0 | 0 | 0 | 0 | 0 | 0 | 0
Other Current Assets | 0 | 0 | 0 | 0 | 0 | 0 | 0 | 0 | 0 | 0 | 0 | 0 | 0 | 0 | 0 | 0 | 0 | 0 | 0 | 0 | 0 | 0 | 0 | 0 | 0 | 0 | 0 | 0 | 0 | 0 | 0 | 0
Debt Service Reserve | 0 | 0 | 0 | 0 | 0 | 0 | 0 | 0 | 0 | 0 | 0 | 0 | 0 | 0 | 0 | 0 | 0 | 0 | 0 | 0 | 0 | 0 | 0 | 0 | 0 | 0 | 0 | 0 | 0 | 0 | 0 | 0
Total Current Assets |  | 0 | 0 | 0 | 0 | 0 | 0 | 0 | 0 | 0 | 0 | 0 | 0 | 0 | 0 | 0 | 0 | 0 | 0 | 0 | 0 | 0 | 0 | 0 | 0 | 0 | 0 | 0 | 0 | 0 | 0 | 0
Gross PP&E | 110782.1077 | 109782.1077 | 109782.1077 | 109782.1077 | 109782.1077 | 109782.1077 | 109782.1077 | 109782.1077 | 109782.1077 | 109782.1077 | 109782.1077 | 109782.1077 | 109782.1077 | 109782.1077 | 109782.1077 | 109782.1077 | 109782.1077 | 109782.1077 | 109782.1077 | 109782.1077 | 109782.1077 | 109782.1077 | 109782.1077 | 109782.1077 | 109782.1077 | 109782.1077 | 109782.1077 | 109782.1077 | 109782.1077 | 109782.1077 | 109782.1077 | 109782.1077
Accumulated Depreciation | 0 | 2707.4495 | 6768.6237 | 10829.7979 | 14890.9722 | 18952.1464 | 22426.8806 | 25608.3949 | 28789.9091 | 31971.4233 | 35152.9376 | 38334.4518 | 41515.966 | 44697.4803 | 47878.9945 | 51060.5087 | 54242.0229 | 57423.5372 | 60605.0514 | 63786.5656 | 66968.0799 | 70116.2608 | 73247.775 | 76379.2892 | 79510.8035 | 82642.3177 | 85773.8319 | 88905.3461 | 92036.8604 | 95168.3746 | 98299.8888 | 99343.7269
Net PP&E | 110782.1077 | 107074.6582 | 103013.484 | 98952.3097 | 94891.1355 | 90829.9613 | 87355.227 | 84173.7128 | 80992.1986 | 77810.6844 | 74629.1701 | 71447.6559 | 68266.1417 | 65084.6274 | 61903.1132 | 58721.599 | 55540.0847 | 52358.5705 | 49177.0563 | 45995.542 | 42814.0278 | 39665.8469 | 36534.3327 | 33402.8185 | 30271.3042 | 27139.79 | 24008.2758 | 20876.7615 | 17745.2473 | 14613.7331 | 11482.2188 | 10438.3808
Land | 1000 | 1000 | 1000 | 1000 | 1000 | 1000 | 1000 | 1000 | 1000 | 1000 | 1000 | 1000 | 1000 | 1000 | 1000 | 1000 | 1000 | 1000 | 1000 | 1000 | 1000 | 1000 | 1000 | 1000 | 1000 | 1000 | 1000 | 1000 | 1000 | 1000 | 1000 | 1000
Other Assets | 0 | 0 | 0 | 0 | 0 | 0 | 0 | 0 | 0 | 0 | 0 | 0 | 0 | 0 | 0 | 0 | 0 | 0 | 0 | 0 | 0 | 0 | 0 | 0 | 0 | 0 | 0 | 0 | 0 | 0 | 0 | 0
Total Assets | 111782.1077 | 108074.6582 | 104013.484 | 99952.3097 | 95891.1355 | 91829.9613 | 88355.227 | 85173.7128 | 81992.1986 | 78810.6844 | 75629.1701 | 72447.6559 | 69266.1417 | 66084.6274 | 62903.1132 | 59721.599 | 56540.0847 | 53358.5705 | 50177.0563 | 46995.542 | 43814.0278 | 40665.8469 | 37534.3327 | 34402.8185 | 31271.3042 | 28139.79 | 25008.2758 | 21876.7615 | 18745.2473 | 15613.7331 | 12482.2188 | 11438.3808
Liabilities
Accounts Payable | 0 | 0 | 0 | 0 | 0 | 0 | 0 | 0 | 0 | 0 | 0 | 0 | 0 | 0 | 0 | 0 | 0 | 0 | 0 | 0 | 0 | 0 | 0 | 0 | 0 | 0 | 0 | 0 | 0 | 0 | 0 | 0
Accrued Expenses | 0 | 0 | 0 | 0 | 0 | 0 | 0 | 0 | 0 | 0 | 0 | 0 | 0 | 0 | 0 | 0 | 0 | 0 | 0 | 0 | 0 | 0 | 0 | 0 | 0 | 0 | 0 | 0 | 0 | 0 | 0 | 0
Deferred Tax Liability | 0 | #REF! | #REF! | #REF! | #REF! | #REF! | #REF! | #REF! | #REF! | #REF! | #REF! | #REF! | #REF! | #REF! | #REF! | #REF! | #REF! | #REF! | #REF! | #REF! | #REF! | #REF! | #REF! | #REF! | #REF! | #REF! | #REF! | #REF! | #REF! | #REF! | #REF! | #REF!
Working Capital Revolver | 0 | 1000 | 1000 | 1000 | 1000 | 1000 | 1000 | 1000 | 1000 | 1000 | 1000 | 1000 | 1000 | 1000 | 1000 | 1000 | 1000 | 1000 | 1000 | 1000 | 1000 | 1000 | 1000 | 1000 | 1000 | 1000 | 1000 | 1000 | 1000 | 1000 | 1000 | 1000
Long Term Debt | 91250.396 | #REF! | #REF! | #REF! | #REF! | #REF! | #REF! | #REF! | #REF! | #REF! | #REF! | #REF! | #REF! | #REF! | #REF! | #REF! | #REF! | #REF! | #REF! | #REF! | #REF! | #REF! | #REF! | #REF! | #REF! | #REF! | #REF! | #REF! | #REF! | #REF! | #REF! | #REF!
Other Non-Current Liabilities | 0 | 0 | 0 | 0 | 0 | 0 | 0 | 0 | 0 | 0 | 0 | 0 | 0 | 0 | 0 | 0 | 0 | 0 | 0 | 0 | 0 | 0 | 0 | 0 | 0 | 0 | 0 | 0 | 0 | 0 | 0 | 0
Total Long-term Liabilities | 91250.396 | #REF! | #REF! | #REF! | #REF! | #REF! | #REF! | #REF! | #REF! | #REF! | #REF! | #REF! | #REF! | #REF! | #REF! | #REF! | #REF! | #REF! | #REF! | #REF! | #REF! | #REF! | #REF! | #REF! | #REF! | #REF! | #REF! | #REF! | #REF! | #REF! | #REF! | #REF!
Stockholders' Equity
Paid-In-Capital | 19531.7117 | 19531.7117 | 19531.7117 | 19531.7117 | 19531.7117 | 19531.7117 | 19531.7117 | 19531.7117 | 19531.7117 | 19531.7117 | 19531.7117 | 19531.7117 | 19531.7117 | 19531.7117 | 19531.7117 | 19531.7117 | 19531.7117 | 19531.7117 | 19531.7117 | 19531.7117 | 19531.7117 | 19531.7117 | 19531.7117 | 19531.7117 | 19531.7117 | 19531.7117 | 19531.7117 | 19531.7117 | 19531.7117 | 19531.7117 | 19531.7117 | 19531.7117
Retained earnings | #REF! | #REF! | #REF! | #REF! | #REF! | #REF! | #REF! | #REF! | #REF! | #REF! | #REF! | #REF! | #REF! | #REF! | #REF! | #REF! | #REF! | #REF! | #REF! | #REF! | #REF! | #REF! | #REF! | #REF! | #REF! | #REF! | #REF! | #REF! | #REF! | #REF! | #REF! | #REF!
Total stockholders' equity | #REF! | #REF! | #REF! | #REF! | #REF! | #REF! | #REF! | #REF! | #REF! | #REF! | #REF! | #REF! | #REF! | #REF! | #REF! | #REF! | #REF! | #REF! | #REF! | #REF! | #REF! | #REF! | #REF! | #REF! | #REF! | #REF! | #REF! | #REF! | #REF! | #REF! | #REF! | #REF!
Total Liabilities & Equity | #REF! | #REF! | #REF! | #REF! | #REF! | #REF! | #REF! | #REF! | #REF! | #REF! | #REF! | #REF! | #REF! | #REF! | #REF! | #REF! | #REF! | #REF! | #REF! | #REF! | #REF! | #REF! | #REF! | #REF! | #REF! | #REF! | #REF! | #REF! | #REF! | #REF! | #REF! | #REF!
Proof | #REF! | #REF! | #REF! | #REF! | #REF! | #REF! | #REF! | #REF! | #REF! | #REF! | #REF! | #REF! | #REF! | #REF! | #REF! | #REF! | #REF! | #REF! | #REF! | #REF! | #REF! | #REF! | #REF! | #REF! | #REF! | #REF! | #REF! | #REF! | #REF! | #REF! | #REF! | #REF!

## Returns Analysis
PROJECT NAME: UAE-Lowell
RETURNS ANALYSIS
| 0 | 0.66667 | 1.6667 | 2.6667 | 3.6667 | 4.6667 | 5.6667 | 6.6667 | 7.6667 | 8.6667 | 9.6667 | 10.6667 | 11.6667 | 12.6667 | 13.6667 | 14.6667 | 15.6667 | 16.6667 | 17.6667 | 18.6667 | 19.6667 | 20.6667 | 21.6667 | 22.6667 | 23.6667 | 24.6667 | 25.6667 | 26.6667 | 27.6667 | 28.6667 | 29.6667 | 30.6667
('000 $) | Close | 2001 | 2002 | 2003 | 2004 | 2005 | 2006 | 2007 | 2008 | 2009 | 2010 | 2011 | 2012 | 2013 | 2014 | 2015 | 2016 | 2017 | 2018 | 2019 | 2020 | 2021 | 2022 | 2023 | 2024 | 2025 | 2026 | 2027 | 2028 | 2029 | 2030 | 2031
| 2000-04-01 | 2001-12-30 12:00 | 2002-12-30 18:00 | 2003-12-31 | 2004-12-30 06:00 | 2005-12-30 12:00 | 2006-12-30 18:00 | 2007-12-31 | 2008-12-30 06:00 | 2009-12-30 12:00 | 2010-12-30 18:00 | 2011-12-31 | 2012-12-30 06:00 | 2013-12-30 12:00 | 2014-12-30 18:00 | 2015-12-31 | 2016-12-30 06:00 | 2017-12-30 12:00 | 2018-12-30 18:00 | 2019-12-31 | 2020-12-30 06:00 | 2021-12-30 12:00 | 2022-12-30 18:00 | 2023-12-31 | 2024-12-30 06:00 | 2025-12-30 12:00 | 2026-12-30 18:00 | 2027-12-31 | 2028-12-30 06:00 | 2029-12-30 12:00 | 2030-12-30 18:00 | 2031-12-31
EBITDA | 0 | 8999.0312 | 13674.6468 | 13650.1098 | 13624.9183 | 13599.0542 | 13572.4992 | 13545.2341 | 13517.2394 | 13488.4949 | 13458.98 | 13428.6733 | 13397.5531 | 13365.5968 | 13332.7813 | 13299.0827 | 13264.4767 | 13282.6536 | 13273.0142 | 13235.532 | 13197.0373 | 3657.8015 | -1592.2227 | -1633.9267 | -1676.7606 | -1720.7558 | -1765.9447 | -1812.3606 | -1860.0378 | -1909.0114 | -1959.3176 | -2010.9937
Less Interest Payments | 0 | -3153.4788 | -7365.4402 | -7104.1169 | -6823.5085 | -6505.1051 | -6177.1589 | -5818.1909 | -5435.1295 | -5008.8117 | -4560.991 | -4073.2921 | -3549.5425 | -2974.9427 | -2362.4076 | -1697.7588 | -980.5894 | -201.3826 | 0 | 0 | 0 | 0 | -4.5072 | -44.5583 | -154.1782 | -275.6169 | -410.3991 | -559.3402 | -724.2513 | -904.745 | -1105.124 | -746.8
Pre-Tax Cashflow | 0 | 5845.5524 | 6309.2066 | 6545.9928 | 6801.4097 | 7093.9491 | 7395.3403 | 7727.0432 | 8082.1098 | 8479.6832 | 8897.9889 | 9355.3812 | 9848.0106 | 10390.6541 | 10970.3737 | 11601.3239 | 12283.8873 | 13081.2709 | 13273.0142 | 13235.532 | 13197.0373 | 3657.8015 | -1596.7298 | -1678.4849 | -1830.9388 | -1996.3727 | -2176.3438 | -2371.7008 | -2584.289 | -2813.7563 | -3064.4416 | -2757.7938
Less Cash Taxes | 0 | 0 | 0 | 0 | 0 | 0 | 0 | 0 | 0 | 0 | 0 | -13.6736 | -1491.1496 | -1712.571 | -1943.3996 | -2202.2662 | -3695.8764 | -5193.6366 | -5229.7021 | -5214.8779 | -5199.6533 | -1440.0688 | 0 | 0 | 0 | 0 | 0 | 0 | 0 | 0 | 0 | 0
Less Principal Payments | 0 | -1187.1636 | -3112.6732 | -3400.6732 | -3669.1684 | -3953.5267 | -4268.3178 | -4606.4489 | -4975.1987 | -5365.3833 | -5797.7309 | -6262.2688 | -6769.256 | -7305.3941 | -7899.8714 | -8538.7676 | -9236.4415 | -4902.1121 | 0 | 0 | 0 | 0 | 222.4399 | 1293.4269 | 1436.6579 | 1589.9592 | 1760.1517 | 1944.562 | 2146.8806 | 2362.8484 | 2602.6436 | 2669.4779
Less Capex | 0 | 0 | 0 | 0 | 0 | 0 | 0 | 0 | 0 | 0 | 0 | 0 | 0 | 0 | 0 | 0 | 0 | 0 | 0 | 0 | 0 | 0 | 0 | 0 | 0 | 0 | 0 | 0 | 0 | 0 | 0 | 0
Cashflow to Equity | 0 | 4658.3888 | 3196.5334 | 3145.3196 | 3132.2413 | 3140.4224 | 3127.0224 | 3120.5943 | 3106.9112 | 3114.2999 | 3100.2581 | 3079.4388 | 1587.6049 | 1372.6891 | 1127.1027 | 860.2902 | -648.4305 | 2985.5223 | 8043.3121 | 8020.6541 | 7997.3841 | 2217.7327 | -1374.29 | -385.058 | -394.2809 | -406.4135 | -416.1921 | -427.1387 | -437.4084 | -450.9079 | -461.798 | -88.3159
Distribution to Equity | 2000-04-01: 100%
| 0 | 4658.3888 | 3196.5334 | 3145.3196 | 3132.2413 | 3140.4224 | 3127.0224 | 3120.5943 | 3106.9112 | 3114.2999 | 3100.2581 | 3079.4388 | 1587.6049 | 1372.6891 | 1127.1027 | 860.2902 | -648.4305 | 2985.5223 | 8043.3121 | 8020.6541 | 7997.3841 | 2217.7327 | -1374.29 | -385.058 | -394.2809 | -406.4135 | -416.1921 | -427.1387 | -437.4084 | -450.9079 | -461.798 | -88.3159
Equity RROR | 2000-04-01: 14%
Beginning Balance | -19531.7117 | -19531.7117 | -17607.7625 | -16876.3158 | -16093.6804 | -15214.5544 | -14204.1696 | -13065.7309 | -11774.3389 | -10315.8351 | -8645.7522 | -6755.8994 | -4622.2865 | -3681.8017 | -2824.5649 | -2092.9013 | -1525.6173 | -1525.6173 | 1246.3186 | 9464.1153 | 18809.7455 | 29440.494 | 35779.8958 | 39414.7913 | 44547.804 | 50390.2157 | 57038.4324 | 64607.6208 | 73225.549 | 83039.7175 | 94214.37 | 106942.5838
RROR Target Coupon | 0 | 2734.4396 | 2465.0868 | 2362.6842 | 2253.1153 | 2130.0376 | 1988.5837 | 1829.2023 | 1648.4074 | 1444.2169 | 1210.4053 | 945.8259 | 647.1201 | 515.4522 | 395.4391 | 293.0062 | 213.5864 | 213.5864 | -174.4846 | -1324.9761 | -2633.3644 | -4121.6692 | -5009.1854 | -5518.0708 | -6236.6926 | -7054.6302 | -7985.3805 | -9045.0669 | -10251.5769 | -11625.5604 | -13190.0118 | -14971.9617
Actual Cash Flow | 0 | 4658.3888 | 3196.5334 | 3145.3196 | 3132.2413 | 3140.4224 | 3127.0224 | 3120.5943 | 3106.9112 | 3114.2999 | 3100.2581 | 3079.4388 | 1587.6049 | 1372.6891 | 1127.1027 | 860.2902 | -648.4305 | 2985.5223 | 8043.3121 | 8020.6541 | 7997.3841 | 2217.7327 | -1374.29 | -385.058 | -394.2809 | -406.4135 | -416.1921 | -427.1387 | -437.4084 | -450.9079 | -461.798 | -88.3159
Equity Paydown | 0 | 1923.9491 | 731.4467 | 782.6354 | 879.1261 | 1010.3848 | 1138.4387 | 1291.392 | 1458.5037 | 1670.0829 | 1889.8527 | 2133.6129 | 940.4848 | 857.2369 | 731.6636 | 567.284 | 0 | 2771.9359 | 8217.7967 | 9345.6302 | 10630.7484 | 6339.4018 | 3634.8955 | 5133.0127 | 5842.4117 | 6648.2167 | 7569.1885 | 8617.9282 | 9814.1685 | 11174.6525 | 12728.2138 | 14883.6458
Ending Balance | -19531.7117 | -17607.7625 | -16876.3158 | -16093.6804 | -15214.5544 | -14204.1696 | -13065.7309 | -11774.3389 | -10315.8351 | -8645.7522 | -6755.8994 | -4622.2865 | -3681.8017 | -2824.5649 | -2092.9013 | -1525.6173 | -1525.6173 | 1246.3186 | 9464.1153 | 18809.7455 | 29440.494 | 35779.8958 | 39414.7913 | 44547.804 | 50390.2157 | 57038.4324 | 64607.6208 | 73225.549 | 83039.7175 | 94214.37 | 106942.5838 | 121826.2296
ENRON'S RETURNS ANALYSIS
Zero Residual Value
Equity Return | 2000-04-01: -19531.7117
Actual Cash Flow | 0 | 4658.3888 | 3196.5334 | 3145.3196 | 3132.2413 | 3140.4224 | 3127.0224 | 3120.5943 | 3106.9112 | 3114.2999 | 3100.2581 | 3079.4388 | 1587.6049 | 1372.6891 | 1127.1027 | 860.2902 | -648.4305 | 2985.5223 | 8043.3121 | 8020.6541 | 7997.3841 | 2217.7327 | -1374.29 | -385.058 | -394.2809 | -406.4135 | -416.1921 | -427.1387 | -437.4084 | -450.9079 | -461.798 | -88.3159
Total Cash Flow | -19531.7117 | 4658.3888 | 3196.5334 | 3145.3196 | 3132.2413 | 3140.4224 | 3127.0224 | 3120.5943 | 3106.9112 | 3114.2999 | 3100.2581 | 3079.4388 | 1587.6049 | 1372.6891 | 1127.1027 | 860.2902 | -648.4305 | 2985.5223 | 8043.3121 | 8020.6541 | 7997.3841 | 2217.7327 | -1374.29 | -385.058 | -394.2809 | -406.4135 | -416.1921 | -427.1387 | -437.4084 | -450.9079 | -461.798 | -88.3159
| IRR | 14.12%
With 5x EBITDA Exit Multiple
Equity Return | 2000-04-01: -19531.7117
Actual Cash Flow | 0 | 4658.3888 | 3196.5334 | 3145.3196 | 3132.2413 | 3140.4224 | 3127.0224 | 3120.5943 | 3106.9112 | 3114.2999 | 3100.2581 | 3079.4388 | 1587.6049 | 1372.6891 | 1127.1027 | 860.2902 | -648.4305 | 2985.5223 | 8043.3121 | 8020.6541 | 7997.3841 | 2217.7327 | -1374.29 | -385.058 | -394.2809 | -406.4135 | -416.1921 | -427.1387 | -437.4084 | -450.9079 | -461.798 | -88.3159
Residual Value | 0 | 0 | 0 | 0 | 0 | 0 | 0 | 0 | 0 | 0 | 0 | 0 | 0 | 0 | 0 | 0 | 0 | 0 | 0 | 0 | 0 | 18289.0076 | 0 | 0 | 0 | 0 | 0 | 0 | 0 | 0 | 0 | -9796.588
Total Cash Flow | -19531.7117 | 4658.3888 | 3196.5334 | 3145.3196 | 3132.2413 | 3140.4224 | 3127.0224 | 3120.5943 | 3106.9112 | 3114.2999 | 3100.2581 | 3079.4388 | 1587.6049 | 1372.6891 | 1127.1027 | 860.2902 | -648.4305 | 2985.5223 | 8043.3121 | 8020.6541 | 7997.3841 | 20506.7403 | -1374.29 | -385.058 | -394.2809 | -406.4135 | -416.1921 | -427.1387 | -437.4084 | -450.9079 | -461.798 | -9884.9039
| IRR | 14.88%
With 20% Initial Project Cost
Equity Return | 2000-04-01: -19531.7117
Actual Cash Flow | 0 | 4658.3888 | 3196.5334 | 3145.3196 | 3132.2413 | 3140.4224 | 3127.0224 | 3120.5943 | 3106.9112 | 3114.2999 | 3100.2581 | 3079.4388 | 1587.6049 | 1372.6891 | 1127.1027 | 860.2902 | -648.4305 | 2985.5223 | 8043.3121 | 8020.6541 | 7997.3841 | 2217.7327 | -1374.29 | -385.058 | -394.2809 | -406.4135 | -416.1921 | -427.1387 | -437.4084 | -450.9079 | -461.798 | -88.3159
Residual Value | 0 | 0 | 0 | 0 | 0 | 0 | 0 | 0 | 0 | 0 | 0 | 0 | 0 | 0 | 0 | 0 | 0 | 0 | 0 | 0 | 0 | 22156.4215 | 0 | 0 | 0 | 0 | 0 | 0 | 0 | 0 | 0 | 22156.4215
Total Cash Flow | -19531.7117 | 4658.3888 | 3196.5334 | 3145.3196 | 3132.2413 | 3140.4224 | 3127.0224 | 3120.5943 | 3106.9112 | 3114.2999 | 3100.2581 | 3079.4388 | 1587.6049 | 1372.6891 | 1127.1027 | 860.2902 | -648.4305 | 2985.5223 | 8043.3121 | 8020.6541 | 7997.3841 | 24374.1542 | -1374.29 | -385.058 | -394.2809 | -406.4135 | -416.1921 | -427.1387 | -437.4084 | -450.9079 | -461.798 | 22068.1056
| IRR | 15.02%
With $200/kW
Equity Return | 2000-04-01: -19531.7117
Actual Cash Flow | 0 | 4658.3888 | 3196.5334 | 3145.3196 | 3132.2413 | 3140.4224 | 3127.0224 | 3120.5943 | 3106.9112 | 3114.2999 | 3100.2581 | 3079.4388 | 1587.6049 | 1372.6891 | 1127.1027 | 860.2902 | -648.4305 | 2985.5223 | 8043.3121 | 8020.6541 | 7997.3841 | 2217.7327 | -1374.29 | -385.058 | -394.2809 | -406.4135 | -416.1921 | -427.1387 | -437.4084 | -450.9079 | -461.798 | -88.3159
Residual Value | 0 | 0 | 0 | 0 | 0 | 0 | 0 | 0 | 0 | 0 | 0 | 0 | 0 | 0 | 0 | 0 | 0 | 0 | 0 | 0 | 0 | 37600 | 0 | 0 | 0 | 0 | 0 | 0 | 0 | 0 | 0 | 37600
Total Cash Flow | -19531.7117 | 4658.3888 | 3196.5334 | 3145.3196 | 3132.2413 | 3140.4224 | 3127.0224 | 3120.5943 | 3106.9112 | 3114.2999 | 3100.2581 | 3079.4388 | 1587.6049 | 1372.6891 | 1127.1027 | 860.2902 | -648.4305 | 2985.5223 | 8043.3121 | 8020.6541 | 7997.3841 | 39817.7327 | -1374.29 | -385.058 | -394.2809 | -406.4135 | -416.1921 | -427.1387 | -437.4084 | -450.9079 | -461.798 | 37511.6841
| IRR | 15.55%

## Debt
PROJECT NAME: UAE-Lowell
DEBT ISSUANCE | (This page is set up to solve for Debt Principal given DSCR, by using the Goal Seek Button)
('000 $) | 2001 | 2002 | 2003 | 2004 | 2005 | 2006 | 2007 | 2008 | 2009 | 2010 | 2011 | 2012 | 2013 | 2014 | 2015 | 2016 | 2017 | 2018 | 2019 | 2020 | 2021 | 2022 | 2023 | 2024 | 2025 | 2026 | 2027 | 2028 | 2029 | 2030 | 2031
| 2001-12-31 | 2002-12-31 | 2003-12-31 | 2004-12-31 | 2005-12-31 | 2006-12-31 | 2007-12-31 | 2008-12-31 | 2009-12-31 | 2010-12-31 | 2011-12-31 | 2012-12-31 | 2013-12-31 | 2014-12-31 | 2015-12-31 | 2016-12-31 | 2017-12-31 | 2018-12-31 | 2019-12-31 | 2020-12-31 | 2021-12-31 | 2022-12-31 | 2023-12-31 | 2024-12-31 | 2025-12-31 | 2026-12-31 | 2027-12-31 | 2028-12-31 | 2029-12-31 | 2030-12-31 | 2031-12-31
EBITDA by Debt Fiscal Year | 5642.8351 | 13621.5473 | 13656.2272 | 13640.48 | 13596.2214 | 13579.1198 | 13552.0317 | 13533.4267 | 13486.4535 | 13466.3385 | 13436.2292 | 13414.4381 | 13364.4377 | 13340.9627 | 13307.4843 | 13282.1401 | 13269.0862 | 13275.4174 | 13244.8769 | 13215.6243 | 6027.0871 | -283.3125 | -1623.5292 | -1667.2236 | -1708.6449 | -1754.6784 | -1800.7884 | -1849.4182 | -1895.5345 | -1946.7755 | -2499.4811 |  | 1
DSCR | 1.3 | 1.3 | 1.3 | 1.3 | 1.3 | 1.3 | 1.3 | 1.3 | 1.3 | 1.3 | 1.3 | 1.3 | 1.3 | 1.3 | 1.3 | 1.3 | 1.3 | 1.3 | 1.3 | 1.3 | 1.3 | 1.3 | 1.3 | 1.3 | 1.3 | 1.3 | 1.3 | 1.3 | 1.3 | 1.3 | 1.3 |  | 6
Target DS | 4340.6424 | 10478.1133 | 10504.7902 | 10492.6769 | 10458.6318 | 10445.4767 | 10424.6398 | 10410.3282 | 10374.195 | 10358.7219 | 10335.5609 | 10318.7985 | 10280.3367 | 10262.279 | 10236.5264 | 10217.0309 | 10206.9894 | 10211.8596 | 10188.3668 | 10165.8648 | 4636.2208 | -217.9327 | -1248.8686 | -1282.4797 | -1314.3422 | -1349.7526 | -1385.2219 | -1422.6294 | -1458.1034 | -1497.5196 | -1922.6778
Debt Principal | 2001-12-31: 91250.396
Ending Balance at Maturity | 2001-12-31: 0
| 2001-04-01 | 2002-04-01 | 2003-04-01 | 2004-04-01 | 2005-04-01 | 2006-04-01 | 2007-04-01 | 2008-04-01 | 2009-04-01 | 2010-04-01 | 2011-04-01 | 2012-04-01 | 2013-04-01 | 2014-04-01 | 2015-04-01 | 2016-04-01 | 2017-04-01 | 2018-04-01 | 2019-04-01 | 2020-04-01 | 2021-04-01 | 2022-04-01 | 2023-04-01 | 2024-04-01 | 2025-04-01 | 2026-04-01 | 2027-04-01 | 2028-04-01 | 2029-04-01 | 2030-04-01 | 2031-04-01 | 2031-05-01
Beginning Balance |  | 90063.2324 | 86950.5593 | 83549.886 | 79880.7176 | 75927.1909 | 71658.8731 | 67052.4242 | 62077.2256 | 56711.8422 | 50914.1114 | 44651.8425 | 37882.5865 | 30577.1925 | 22677.3211 | 14138.5535 | 4902.1121 | 0 | 0 | 0 | 0 | 0 | 222.4399 | 1515.8668 | 2952.5247 | 4542.4839 | 6302.6356 | 8247.1977 | 10394.0783 | 12756.9267 | 15359.5702
Addition |  | 0 | 0 | 0 | 0 | 0 | 0 | 0 | 0 | 0 | 0 | 0 | 0 | 0 | 0 | 0 | 0 | 0 | 0 | 0 | 0 | 0 | 0 | 0 | 0 | 0 | 0 | 0 | 0 | 0 | 0
Principal Payment |  | 1535.3947 | 1675.5111 | 1795.2103 | 1947.7531 | 2099.3226 | 2264.4898 | 2435.4834 | 2636.9161 | 2846.4067 | 3073.3274 | 3315.0014 | 3583.9218 | 3873.2859 | 4185.3865 | 4524.5055 | 4902.1121 | 0 | 0 | 0 | 0 | -108.9664 | -633.5848 | -703.8545 | -778.4632 | -861.7404 | -951.8824 | -1051.9751 | -1156.0486 | -1273.5413 | -1593.1853
Interest Payment |  | 1852.465 | 1788.442 | 1732.6329 | 1643.026 | 1561.7079 | 1473.915 | 1390.5134 | 1276.835 | 1166.4771 | 1047.2266 | 925.9767 | 779.1877 | 628.9268 | 466.4383 | 293.2012 | 100.8291 | 0 | 0 | 0 | 0 | 0 | 4.5753 | 31.4356 | 60.729 | 93.432 | 129.6357 | 171.028 | 213.7905 | 262.3908 | 315.9232
Ending Balance |  | 88527.8378 | 85275.0481 | 81754.6757 | 77932.9645 | 73827.8683 | 69394.3833 | 64616.9409 | 59440.3094 | 53865.4356 | 47840.784 | 41336.8411 | 34298.6647 | 26703.9065 | 18491.9346 | 9614.048 | 0 | 0 | 0 | 0 | 0 | 108.9664 | 856.0247 | 2219.7213 | 3730.9879 | 5404.2243 | 7254.518 | 9299.1727 | 11550.1269 | 14030.468 | 16952.7556
Pro-rata EBITDA |  | 6765.4916 | 6812.4736 | 6828.0209 | 6778.0654 | 6774.2777 | 6760.8595 | 6774.807 | 6723.7287 | 6718.4115 | 6703.4971 | 6715.6616 | 6663.3303 | 6656.3079 | 6639.725 | 6649.9018 | 6609.564 | 6620.7281 | 6608.98 | 6617.1056 | 4193.1756 | 514.9799 | -804.3276 | -828.8433 | -845.9098 | -869.287 | -892.1254 | -919.3993 | -938.4137 | -964.4327 | -2000.8877
DSCR |  | 1.2914 | 1.297 | 1.3015 | 1.2962 | 1.2971 | 1.2971 | 1.3016 | 1.2962 | 1.2972 | 1.2972 | 1.3016 | 1.2963 | 1.2972 | 1.2973 | 1.3017 | [5 empty] | -4.726 | 1.2881 | 1.2926 | 1.2872 | 1.2881 | 1.2881 | 1.2925 | 1.2872 | 1.288 | 2.0814
(Debt Anniversary) | 2001-10-01 | 2002-10-01 | 2003-10-01 | 2004-10-01 | 2005-10-01 | 2006-10-01 | 2007-10-01 | 2008-10-01 | 2009-10-01 | 2010-10-01 | 2011-10-01 | 2012-10-01 | 2013-10-01 | 2014-10-01 | 2015-10-01 | 2016-10-01 | 2017-10-01 | 2018-10-01 | 2019-10-01 | 2020-10-01 | 2021-10-01 | 2022-10-01 | 2023-10-01 | 2024-10-01 | 2025-10-01 | 2026-10-01 | 2027-10-01 | 2028-10-01 | 2029-10-01 | 2030-10-01 | 2031-05-01
Beginning Balance | 91250.396 | 88527.8378 | 85275.0481 | 81754.6757 | 77932.9645 | 73827.8683 | 69394.3833 | 64616.9409 | 59440.3094 | 53865.4356 | 47840.784 | 41336.8411 | 34298.6647 | 26703.9065 | 18491.9346 | 9614.048 | 0 | 0 | 0 | 0 | 0 | 108.9664 | 856.0247 | 2219.7213 | 3730.9879 | 5404.2243 | 7254.518 | 9299.1727 | 11550.1269 | 14030.468 | 16952.7556
Addition | 0 | 0 | 0 | 0 | 0 | 0 | 0 | 0 | 0 | 0 | 0 | 0 | 0 | 0 | 0 | 0 | 0 | 0 | 0 | 0 | 0 | 0 | 0 | 0 | 0 | 0 | 0 | 0 | 0 | 0 | 0
Principal Payment | 1187.1636 | 1577.2785 | 1725.1621 | 1873.9581 | 2005.7736 | 2168.9952 | 2341.9591 | 2539.7153 | 2728.4672 | 2951.3242 | 3188.9415 | 3454.2546 | 3721.4722 | 4026.5854 | 4353.381 | 4711.9359 | 0 | 0 | 0 | 0 | 0 | -113.4735 | -659.8421 | -732.8034 | -811.496 | -898.4113 | -992.6797 | -1094.9056 | -1206.7998 | -1329.1022 | -1076.2925
Interest Payment | 3153.4788 | 3661.7782 | 3527.233 | 3372.3804 | 3223.5423 | 3053.7431 | 2870.3608 | 2665.4488 | 2458.6303 | 2228.0367 | 1978.839 | 1705.1447 | 1418.6961 | 1104.5541 | 764.8821 | 396.5795 | 0 | 0 | 0 | 0 | 0 | 4.5072 | 35.4078 | 91.5635 | 154.3249 | 223.535 | 300.0687 | 383.5909 | 477.7481 | 580.3424 | 114.9536
Ending Balance | 90063.2324 | 86950.5593 | 83549.886 | 79880.7176 | 75927.1909 | 71658.8731 | 67052.4242 | 62077.2256 | 56711.8422 | 50914.1114 | 44651.8425 | 37882.5865 | 30577.1925 | 22677.3211 | 14138.5535 | 4902.1121 | 0 | 0 | 0 | 0 | 0 | 222.4399 | 1515.8668 | 2952.5247 | 4542.4839 | 6302.6356 | 8247.1977 | 10394.0783 | 12756.9267 | 15359.5702 | 18029.0481
Pro-rata EBITDA | 5642.8351 | 6856.0558 | 6843.7537 | 6812.4591 | 6818.156 | 6804.8421 | 6791.1722 | 6758.6197 | 6762.7248 | 6747.9269 | 6732.7321 | 6698.7765 | 6701.1074 | 6684.6547 | 6667.7593 | 6632.2384 | 6659.5222 | 6654.6893 | 6635.8969 | 6598.5187 | 1833.9114 | -798.2925 | -819.2016 | -838.3803 | -862.7351 | -885.3915 | -908.663 | -930.0189 | -957.1208 | -982.3428 | -498.5935
DSCR | 1.3 | 1.3086 | 1.303 | 1.2985 | 1.3038 | 1.3029 | 1.3029 | 1.2984 | 1.3038 | 1.3028 | 1.3028 | 1.2984 | 1.3037 | 1.3028 | 1.3027 | 1.2983 | [5 empty] | 7.326 | 1.3119 | 1.3074 | 1.3128 | 1.3119 | 1.3119 | 1.3075 | 1.3128 | 1.312 | 0.51864
| 2001-12-31 | 2002-12-31 | 2003-12-31 | 2004-12-31 | 2005-12-31 | 2006-12-31 | 2007-12-31 | 2008-12-31 | 2009-12-31 | 2010-12-31 | 2011-12-31 | 2012-12-31 | 2013-12-31 | 2014-12-31 | 2015-12-31 | 2016-12-31 | 2017-12-31 | 2018-12-31 | 2019-12-31 | 2020-12-31 | 2021-12-31 | 2022-12-31 | 2023-12-31 | 2024-12-31 | 2025-12-31 | 2026-12-31 | 2027-12-31 | 2028-12-31 | 2029-12-31 | 2030-12-31 | 2031-12-31
Beginning Balance | 90063.2324 | 86950.5593 | 83549.886 | 79880.7176 | 75927.1909 | 71658.8731 | 67052.4242 | 62077.2256 | 56711.8422 | 50914.1114 | 44651.8425 | 37882.5865 | 30577.1925 | 22677.3211 | 14138.5535 | 4902.1121 | 0 | 0 | 0 | 0 | 0 | 222.4399 | 1515.8668 | 2952.5247 | 4542.4839 | 6302.6356 | 8247.1977 | 10394.0783 | 12756.9267 | 15359.5702 | 18029.0481
Addition | 0 | 0 | 0 | 0 | 0 | 0 | 0 | 0 | 0 | 0 | 0 | 0 | 0 | 0 | 0 | 0 | 0 | 0 | 0 | 0 | 0 | 0 | 0 | 0 | 0 | 0 | 0 | 0 | 0 | 0 | 0
Interest Payment | 1851.197 | 1788.442 | 1718.4953 | 1638.5369 | 1561.7079 | 1473.915 | 1379.1673 | 1273.3464 | 1166.4771 | 1047.2266 | 918.4211 | 777.0588 | 628.9268 | 466.4383 | 290.8087 | 100.5536 | 0 | 0 | 0 | 0 | 0 | 4.5753 | 31.1791 | 60.5631 | 93.432 | 129.6357 | 169.6324 | 213.2064 | 262.3908 | 315.9232 | 994.3144
Ending Balance | 90063.2324 | 86950.5593 | 83549.886 | 79880.7176 | 75927.1909 | 71658.8731 | 67052.4242 | 62077.2256 | 56711.8422 | 50914.1114 | 44651.8425 | 37882.5865 | 30577.1925 | 22677.3211 | 14138.5535 | 4902.1121 | 0 | 0 | 0 | 0 | 0 | 222.4399 | 1515.8668 | 2952.5247 | 4542.4839 | 6302.6356 | 8247.1977 | 10394.0783 | 12756.9267 | 15359.5702 | 18029.0481
Debt Service
Principal Payments | 1187.1636 | 3112.6732 | 3400.6732 | 3669.1684 | 3953.5267 | 4268.3178 | 4606.4489 | 4975.1987 | 5365.3833 | 5797.7309 | 6262.2688 | 6769.256 | 7305.3941 | 7899.8714 | 8538.7676 | 9236.4415 | 4902.1121 | 0 | 0 | 0 | 0 | -222.4399 | -1293.4269 | -1436.6579 | -1589.9592 | -1760.1517 | -1944.562 | -2146.8806 | -2362.8484 | -2602.6436 | -2669.4779
Interest Expense | 3153.4788 | 7365.4402 | 7104.1169 | 6823.5085 | 6505.1051 | 6177.1589 | 5818.1909 | 5435.1295 | 5008.8117 | 4560.991 | 4073.2921 | 3549.5425 | 2974.9427 | 2362.4076 | 1697.7588 | 980.5894 | 201.3826 | 0 | 0 | 0 | 0 | 4.5072 | 44.5583 | 154.1782 | 275.6169 | 410.3991 | 559.3402 | 724.2513 | 904.745 | 1105.124 | 746.8
Net Debt Service | 4340.6424 | 10478.1133 | 10504.7902 | 10492.6769 | 10458.6318 | 10445.4767 | 10424.6398 | 10410.3282 | 10374.195 | 10358.7219 | 10335.5609 | 10318.7985 | 10280.3367 | 10262.279 | 10236.5264 | 10217.0309 | 5103.4947 | 0 | 0 | 0 | 0 | -217.9327 | -1248.8686 | -1282.4797 | -1314.3422 | -1349.7526 | -1385.2219 | -1422.6294 | -1458.1034 | -1497.5196 | -1922.6778
ACTUAL DSCR | 1.3 | 1.3 | 1.3 | 1.3 | 1.3 | 1.3 | 1.3 | 1.3 | 1.3 | 1.3 | 1.3 | 1.3 | 1.3 | 1.3 | 1.3 | 1.3 | [5 empty] | 1.3 | 1.3 | 1.3 | 1.3 | 1.3 | 1.3 | 1.3 | 1.3 | 1.3 | 1.3
Accrued Debt Service
Principal Payments | 1187.1636 | 3112.6732 | 3400.6732 | 3669.1684 | 3953.5267 | 4268.3178 | 4606.4489 | 4975.1987 | 5365.3833 | 5797.7309 | 6262.2688 | 6769.256 | 7305.3941 | 7899.8714 | 8538.7676 | 9236.4415 | 4902.1121 | 0 | 0 | 0 | 0 | -222.4399 | -1293.4269 | -1436.6579 | -1589.9592 | -1760.1517 | -1944.562 | -2146.8806 | -2362.8484 | -2602.6436 | -2669.4779
Interest Expense | 5004.6758 | 7302.6851 | 7034.1702 | 6743.5501 | 6428.2762 | 6089.3661 | 5723.4432 | 5329.3086 | 4901.9425 | 4441.7404 | 3944.4867 | 3408.1802 | 2826.8106 | 2199.9192 | 1522.1292 | 790.3342 | 100.8291 | 0 | 0 | 0 | 0 | 9.0824 | 71.1621 | 183.5622 | 308.4859 | 446.6028 | 599.3369 | 767.8252 | 953.9293 | 1158.6564 | 1425.1912
Net Debt Service | 6191.8394 | 10415.3583 | 10434.8434 | 10412.7185 | 10381.8029 | 10357.6839 | 10329.892 | 10304.5072 | 10267.3258 | 10239.4713 | 10206.7555 | 10177.4362 | 10132.2047 | 10099.7905 | 10060.8968 | 10026.7757 | 5002.9411 | 0 | 0 | 0 | 0 | -213.3575 | -1222.2648 | -1253.0957 | -1281.4733 | -1313.549 | -1345.2252 | -1379.0554 | -1408.9191 | -1443.9872 | -1244.2867
Debt Summary
| Treasury (%) |  |  | 6.5%
| Spread (%) |  |  | 1.75%
| All In Coupon Rate (%) |  |  | 8.25%
| Term (years) |  |  | 20
| Average Life (years) |  |  | 4.6212
| Total amount ($ '000) |  |  | 91250.396
| DSCR |  | Average | 1.3
|  |  | Minimum | 1.3
Time Factor | 0 | 0.99932 | 1.9986 | 3.0007 | 4 | 4.9993 | 5.9986 | 7.0007 | 8 | 8.9993 | 9.9986 | 11.0007 | 12 | 12.9993 | 13.9986 | 15.0007 | 16 | 16.9993 | 17.9986 | 19.0007 | 20 | 20.9993 | 21.9986 | 23.0007 | 24 | 24.9993 | 25.9986 | 27.0007 | 28 | 28.9993 | 29.5797
| 0.49829 | 1.4976 | 2.4997 | 3.499 | 4.4983 | 5.4976 | 6.4997 | 7.499 | 8.4983 | 9.4976 | 10.4997 | 11.499 | 12.4983 | 13.4976 | 14.4997 | 15.499 | 16.4983 | 17.4976 | 18.4997 | 19.499 | 20.4983 | 21.4976 | 22.4997 | 23.499 | 24.4983 | 25.4976 | 26.4997 | 27.499 | 28.4983 | 29.4976 | 29.5797
Average Life | 2001-12-31: 4.6212
Goal Seek Debt

## Depreciation
PROJECT NAME: UAE-Lowell
DEPRECIATION SCHEDULE
|  |  | 0.66667 | 1.6667 | 2.6667 | 3.6667 | 4.6667 | 5.6667 | 6.6667 | 7.6667 | 8.6667 | 9.6667 | 10.6667 | 11.6667 | 12.6667 | 13.6667 | 14.6667 | 15.6667 | 16.6667 | 17.6667 | 18.6667 | 19.6667 | 20.6667 | 21.6667 | 22.6667 | 23.6667 | 24.6667 | 25.6667 | 26.6667 | 27.6667 | 28.6667 | 29.6667 | 30.6667
('000 $) |  |  | 2001 | 2002 | 2003 | 2004 | 2005 | 2006 | 2007 | 2008 | 2009 | 2010 | 2011 | 2012 | 2013 | 2014 | 2015 | 2016 | 2017 | 2018 | 2019 | 2020 | 2021 | 2022 | 2023 | 2024 | 2025 | 2026 | 2027 | 2028 | 2029 | 2030 | 2031
|  |  | 2001-12-31 | 2002-12-31 | 2003-12-31 | 2004-12-31 | 2005-12-31 | 2006-12-31 | 2007-12-31 | 2008-12-31 | 2009-12-31 | 2010-12-31 | 2011-12-31 | 2012-12-31 | 2013-12-31 | 2014-12-31 | 2015-12-31 | 2016-12-31 | 2017-12-31 | 2018-12-31 | 2019-12-31 | 2020-12-31 | 2021-12-31 | 2022-12-31 | 2023-12-31 | 2024-12-31 | 2025-12-31 | 2026-12-31 | 2027-12-31 | 2028-12-31 | 2029-12-31 | 2030-12-31 | 2031-12-31
US FEDERAL TAX DEPRECIATION & AMORTIZATION
Years
Plant & Equipment - MACRS | 15 |  | 5% | 9.5% | 8.55% | 7.7% | 6.93% | 6.23% | 5.9% | 5.91% | 5.9% | 5.91% | 5.9% | 5.91% | 5.9% | 5.91% | 5.9% | 2.95% | 0% | 0% | 0% | 0% | 0% | 0% | 0% | 0% | 0% | 0% | 0% | 0% | 0% | 0% | 0%
Start-Up Costs - SL | 5 |  | 13.33% | 20% | 20% | 20% | 20% | 6.667% | 0% | 0% | 0% | 0% | 0% | 0% | 0% | 0% | 0% | 0% | 0% | 0% | 0% | 0% | 0% | 0% | 0% | 0% | 0% | 0% | 0% | 0% | 0% | 0% | 0%
Transaction Costs - SL | 20 |  | 3.333% | 5% | 5% | 5% | 5% | 5% | 5% | 5% | 5% | 5% | 5% | 5% | 5% | 5% | 5% | 5% | 5% | 5% | 5% | 5% | 1.667% | 0% | 0% | 0% | 0% | 0% | 0% | 0% | 0% | 0% | 0%
Plant & Equipment - MACRS | 104383.8077 |  | 5219.1904 | 9916.4617 | 8924.8156 | 8037.5532 | 7233.7979 | 6503.1112 | 6158.6447 | 6169.083 | 6158.6447 | 6169.083 | 6158.6447 | 6169.083 | 6158.6447 | 6169.083 | 6158.6447 | 3079.3223 | 0 | 0 | 0 | 0 | 0 | 0 | 0 | 0 | 0 | 0 | 0 | 0 | 0 | 0 | 0
Start-Up Costs - SL | 4398.3 |  | 586.44 | 879.66 | 879.66 | 879.66 | 879.66 | 293.22 | 0 | 0 | 0 | 0 | 0 | 0 | 0 | 0 | 0 | 0 | 0 | 0 | 0 | 0 | 0 | 0 | 0 | 0 | 0 | 0 | 0 | 0 | 0 | 0 | 0
Transaction Costs - SL | 1000 |  | 33.3333 | 50 | 50 | 50 | 50 | 50 | 50 | 50 | 50 | 50 | 50 | 50 | 50 | 50 | 50 | 50 | 50 | 50 | 50 | 50 | 16.6667 | 0 | 0 | 0 | 0 | 0 | 0 | 0 | 0 | 0 | 0
Total Beginning Book Value | 109782.1077 |  | 5838.9637 | 10846.1217 | 9854.4756 | 8967.2132 | 8163.4579 | 6846.3312 | 6208.6447 | 6219.083 | 6208.6447 | 6219.083 | 6208.6447 | 6219.083 | 6208.6447 | 6219.083 | 6208.6447 | 3129.3223 | 50 | 50 | 50 | 50 | 16.6667 | 0 | 0 | 0 | 0 | 0 | 0 | 0 | 0 | 0 | 0
Ending Value of Assets | 109782.1077 |  | 103943.144 | 93097.0222 | 83242.5467 | 74275.3335 | 66111.8756 | 59265.5444 | 53056.8997 | 46837.8167 | 40629.1721 | 34410.089 | 28201.4444 | 21982.3613 | 15773.7167 | 9554.6336 | 3345.989 | 216.6667 | 166.6667 | 116.6667 | 66.6667 | 16.6667 | -1.5206e-12 | -1.5206e-12 | -1.5206e-12 | -1.5206e-12 | -1.5206e-12 | -1.5206e-12 | -1.5206e-12 | -1.5206e-12 | -1.5206e-12 | -1.5206e-12 | -1.5206e-12
STATE TAX DEPRECIATION & AMORTIZATION
Years
Plant & Equipment - MACRS | 15 |  | 5% | 9.5% | 8.55% | 7.7% | 6.93% | 6.23% | 5.9% | 5.91% | 5.9% | 5.91% | 5.9% | 5.91% | 5.9% | 5.91% | 5.9% | 2.95% | 0% | 0% | 0% | 0% | 0% | 0% | 0% | 0% | 0% | 0% | 0% | 0% | 0% | 0% | 0%
Start-Up Costs - SL | 5 |  | 13.33% | 20% | 20% | 20% | 20% | 6.667% | 0% | 0% | 0% | 0% | 0% | 0% | 0% | 0% | 0% | 0% | 0% | 0% | 0% | 0% | 0% | 0% | 0% | 0% | 0% | 0% | 0% | 0% | 0% | 0% | 0%
Transaction Costs - SL | 20 |  | 3.333% | 5% | 5% | 5% | 5% | 5% | 5% | 5% | 5% | 5% | 5% | 5% | 5% | 5% | 5% | 5% | 5% | 5% | 5% | 5% | 1.667% | 0% | 0% | 0% | 0% | 0% | 0% | 0% | 0% | 0% | 0%
Plant & Equipment - MACRS | 104383.8077 |  | 5219.1904 | 9916.4617 | 8924.8156 | 8037.5532 | 7233.7979 | 6503.1112 | 6158.6447 | 6169.083 | 6158.6447 | 6169.083 | 6158.6447 | 6169.083 | 6158.6447 | 6169.083 | 6158.6447 | 3079.3223 | 0 | 0 | 0 | 0 | 0 | 0 | 0 | 0 | 0 | 0 | 0 | 0 | 0 | 0 | 0
Start-Up Costs - SL | 4398.3 |  | 586.44 | 879.66 | 879.66 | 879.66 | 879.66 | 293.22 | 0 | 0 | 0 | 0 | 0 | 0 | 0 | 0 | 0 | 0 | 0 | 0 | 0 | 0 | 0 | 0 | 0 | 0 | 0 | 0 | 0 | 0 | 0 | 0 | 0
Transaction Costs - SL | 1000 |  | 33.3333 | 50 | 50 | 50 | 50 | 50 | 50 | 50 | 50 | 50 | 50 | 50 | 50 | 50 | 50 | 50 | 50 | 50 | 50 | 50 | 16.6667 | 0 | 0 | 0 | 0 | 0 | 0 | 0 | 0 | 0 | 0
Total Beginning Book Value | 109782.1077 |  | 5838.9637 | 10846.1217 | 9854.4756 | 8967.2132 | 8163.4579 | 6846.3312 | 6208.6447 | 6219.083 | 6208.6447 | 6219.083 | 6208.6447 | 6219.083 | 6208.6447 | 6219.083 | 6208.6447 | 3129.3223 | 50 | 50 | 50 | 50 | 16.6667 | 0 | 0 | 0 | 0 | 0 | 0 | 0 | 0 | 0 | 0
Ending Value of Assets | 109782.1077 |  | 103943.144 | 93097.0222 | 83242.5467 | 74275.3335 | 66111.8756 | 59265.5444 | 53056.8997 | 46837.8167 | 40629.1721 | 34410.089 | 28201.4444 | 21982.3613 | 15773.7167 | 9554.6336 | 3345.989 | 216.6667 | 166.6667 | 116.6667 | 66.6667 | 16.6667 | -1.5206e-12 | -1.5206e-12 | -1.5206e-12 | -1.5206e-12 | -1.5206e-12 | -1.5206e-12 | -1.5206e-12 | -1.5206e-12 | -1.5206e-12 | -1.5206e-12 | -1.5206e-12
BOOK DEPRECIATION & AMORTIZATION
| Years | Residual
Plant & Equipment - SL | 30 | 10% | 2% | 3% | 3% | 3% | 3% | 3% | 3% | 3% | 3% | 3% | 3% | 3% | 3% | 3% | 3% | 3% | 3% | 3% | 3% | 3% | 3% | 3% | 3% | 3% | 3% | 3% | 3% | 3% | 3% | 3% | 1%
Start-Up Costs - SL | 5 |  | 13.33% | 20% | 20% | 20% | 20% | 6.667% | 0% | 0% | 0% | 0% | 0% | 0% | 0% | 0% | 0% | 0% | 0% | 0% | 0% | 0% | 0% | 0% | 0% | 0% | 0% | 0% | 0% | 0% | 0% | 0% | 0%
Transaction Costs - SL | 20 |  | 3.333% | 5% | 5% | 5% | 5% | 5% | 5% | 5% | 5% | 5% | 5% | 5% | 5% | 5% | 5% | 5% | 5% | 5% | 5% | 5% | 1.667% | 0% | 0% | 0% | 0% | 0% | 0% | 0% | 0% | 0% | 0%
Plant & Equipment - MACRS | 104383.8077 |  | 2087.6762 | 3131.5142 | 3131.5142 | 3131.5142 | 3131.5142 | 3131.5142 | 3131.5142 | 3131.5142 | 3131.5142 | 3131.5142 | 3131.5142 | 3131.5142 | 3131.5142 | 3131.5142 | 3131.5142 | 3131.5142 | 3131.5142 | 3131.5142 | 3131.5142 | 3131.5142 | 3131.5142 | 3131.5142 | 3131.5142 | 3131.5142 | 3131.5142 | 3131.5142 | 3131.5142 | 3131.5142 | 3131.5142 | 3131.5142 | 1043.8381
Start-Up Costs - SL | 4398.3 |  | 586.44 | 879.66 | 879.66 | 879.66 | 879.66 | 293.22 | 0 | 0 | 0 | 0 | 0 | 0 | 0 | 0 | 0 | 0 | 0 | 0 | 0 | 0 | 0 | 0 | 0 | 0 | 0 | 0 | 0 | 0 | 0 | 0 | 0
Transaction Costs - SL | 1000 |  | 33.3333 | 50 | 50 | 50 | 50 | 50 | 50 | 50 | 50 | 50 | 50 | 50 | 50 | 50 | 50 | 50 | 50 | 50 | 50 | 50 | 16.6667 | 0 | 0 | 0 | 0 | 0 | 0 | 0 | 0 | 0 | 0
Total Beginning Book Value | 109782.1077 |  | 2707.4495 | 4061.1742 | 4061.1742 | 4061.1742 | 4061.1742 | 3474.7342 | 3181.5142 | 3181.5142 | 3181.5142 | 3181.5142 | 3181.5142 | 3181.5142 | 3181.5142 | 3181.5142 | 3181.5142 | 3181.5142 | 3181.5142 | 3181.5142 | 3181.5142 | 3181.5142 | 3148.1809 | 3131.5142 | 3131.5142 | 3131.5142 | 3131.5142 | 3131.5142 | 3131.5142 | 3131.5142 | 3131.5142 | 3131.5142 | 1043.8381
Ending Book Value of Assets | 109782.1077 |  | 107074.6582 | 103013.484 | 98952.3097 | 94891.1355 | 90829.9613 | 87355.227 | 84173.7128 | 80992.1986 | 77810.6844 | 74629.1701 | 71447.6559 | 68266.1417 | 65084.6274 | 61903.1132 | 58721.599 | 55540.0847 | 52358.5705 | 49177.0563 | 45995.542 | 42814.0278 | 39665.8469 | 36534.3327 | 33402.8185 | 30271.3042 | 27139.79 | 24008.2758 | 20876.7615 | 17745.2473 | 14613.7331 | 11482.2188 | 10438.3808

## Taxes
PROJECT NAME: UAE-Lowell
TAXES
| 0.66667 | 1.6667 | 2.6667 | 3.6667 | 4.6667 | 5.6667 | 6.6667 | 7.6667 | 8.6667 | 9.6667 | 10.6667 | 11.6667 | 12.6667 | 13.6667 | 14.6667 | 15.6667 | 16.6667 | 17.6667 | 18.6667 | 19.6667 | 20.6667 | 21.6667 | 22.6667 | 23.6667 | 24.6667 | 25.6667 | 26.6667 | 27.6667 | 28.6667 | 29.6667 | 30.6667
('000 $) | 2001 | 2002 | 2003 | 2004 | 2005 | 2006 | 2007 | 2008 | 2009 | 2010 | 2011 | 2012 | 2013 | 2014 | 2015 | 2016 | 2017 | 2018 | 2019 | 2020 | 2021 | 2022 | 2023 | 2024 | 2025 | 2026 | 2027 | 2028 | 2029 | 2030 | 2031
| 2001-12-31 | 2002-12-31 | 2003-12-31 | 2004-12-31 | 2005-12-31 | 2006-12-31 | 2007-12-31 | 2008-12-31 | 2009-12-31 | 2010-12-31 | 2011-12-31 | 2012-12-31 | 2013-12-31 | 2014-12-31 | 2015-12-31 | 2016-12-31 | 2017-12-31 | 2018-12-31 | 2019-12-31 | 2020-12-31 | 2021-12-31 | 2022-12-31 | 2023-12-31 | 2024-12-31 | 2025-12-31 | 2026-12-31 | 2027-12-31 | 2028-12-31 | 2029-12-31 | 2030-12-31 | 2031-12-31
STATE TAXES
Adjusted Pretax Book Income | 1286.9059 | 2310.7874 | 2554.7653 | 2820.1939 | 3109.6038 | 4008.3989 | 4640.2767 | 5006.4166 | 5405.0382 | 5835.7253 | 6302.6724 | 6807.8586 | 7357.2719 | 7951.3479 | 8595.4393 | 9292.6283 | 10000.3103 | 10091.5 | 10054.0177 | 10015.5231 | 509.6206 | -4732.8193 | -4836.603 | -4991.8369 | -5160.7559 | -5344.0617 | -5543.2117 | -5759.3772 | -5994.4549 | -6249.4882 | -4480.023
Plus Book Depreciation & Amortization | 2707.4495 | 4061.1742 | 4061.1742 | 4061.1742 | 4061.1742 | 3474.7342 | 3181.5142 | 3181.5142 | 3181.5142 | 3181.5142 | 3181.5142 | 3181.5142 | 3181.5142 | 3181.5142 | 3181.5142 | 3181.5142 | 3181.5142 | 3181.5142 | 3181.5142 | 3181.5142 | 3148.1809 | 3131.5142 | 3131.5142 | 3131.5142 | 3131.5142 | 3131.5142 | 3131.5142 | 3131.5142 | 3131.5142 | 3131.5142 | 1043.8381
Less State Tax Depreciation | -5838.9637 | -10846.1217 | -9854.4756 | -8967.2132 | -8163.4579 | -6846.3312 | -6208.6447 | -6219.083 | -6208.6447 | -6219.083 | -6208.6447 | -6219.083 | -6208.6447 | -6219.083 | -6208.6447 | -3129.3223 | -50 | -50 | -50 | -50 | -16.6667 | 0 | 0 | 0 | 0 | 0 | 0 | 0 | 0 | 0 | 0
State Taxable Income | -1844.6083 | -4474.1601 | -3238.536 | -2085.845 | -992.6798 | 636.8019 | 1613.1462 | 1968.8478 | 2377.9078 | 2798.1565 | 3275.542 | 3770.2898 | 4330.1415 | 4913.7791 | 5568.3089 | 9344.8202 | 13131.8245 | 13223.0142 | 13185.532 | 13147.0373 | 3641.1349 | -1601.3051 | -1705.0888 | -1860.3227 | -2029.2417 | -2212.5475 | -2411.6975 | -2627.863 | -2862.9407 | -3117.974 | -3436.1849
State Income Tax Rate | bar: 2001-12-31 to 2031-12-31
Current State Income Tax Expense (Benefit) | -129.1226 | -313.1912 | -226.6975 | -146.0092 | -69.4876 | 44.5761 | 112.9202 | 137.8193 | 166.4535 | 195.871 | 229.2879 | 263.9203 | 303.1099 | 343.9645 | 389.7816 | 654.1374 | 919.2277 | 925.611 | 922.9872 | 920.2926 | 254.8794 | -112.0914 | -119.3562 | -130.2226 | -142.0469 | -154.8783 | -168.8188 | -183.9504 | -200.4058 | -218.2582 | -240.5329
Beginning NOL's | 0 | 129.1226 | 442.3138 | 669.0113 | 815.0205 | 884.5081 | 839.9319 | 727.0117 | 589.1923 | 422.7388 | 226.8678 | 0 | 0 | 0 | 0 | 0 | 0 | 0 | 0 | 0 | 0 | 0 | 112.0914 | 231.4476 | 361.6702 | 503.7171 | 658.5954 | 827.4142 | 1011.3646 | 1211.7705 | 1317.9373
New NOL's | 129.1226 | 313.1912 | 226.6975 | 146.0092 | 69.4876 | 0 | 0 | 0 | 0 | 0 | 0 | 0 | 0 | 0 | 0 | 0 | 0 | 0 | 0 | 0 | 0 | 112.0914 | 119.3562 | 130.2226 | 142.0469 | 154.8783 | 168.8188 | 183.9504 | 200.4058 | 218.2582 | 240.5329
Expired NOLs | 0 | 0 | 0 | 0 | 0 | 0 | 0 | 0 | 0 | 0 | 0 | 0 | 0 | 0 | 0 | 0 | 0 | 0 | 0 | 0 | 0 | 0 | 0 | 0 | 0 | 0 | 0 | 0 | 0 | -112.0914 | -7.2649
NOL Utilization (8 years) | 0 | 0 | 0 | 0 | 0 | -44.5761 | -112.9202 | -137.8193 | -166.4535 | -195.871 | -226.8678 | 0 | 0 | 0 | 0 | 0 | 0 | 0 | 0 | 0 | 0 | 0 | 0 | 0 | 0 | 0 | 0 | 0 | 0 | 0 | 0
Ending NOL's | 129.1226 | 442.3138 | 669.0113 | 815.0205 | 884.5081 | 839.9319 | 727.0117 | 589.1923 | 422.7388 | 226.8678 | 0 | 0 | 0 | 0 | 0 | 0 | 0 | 0 | 0 | 0 | 0 | 112.0914 | 231.4476 | 361.6702 | 503.7171 | 658.5954 | 827.4142 | 1011.3646 | 1211.7705 | 1317.9373 | 1551.2054
TOTAL STATE TAXES UTILIZING NOLs | 0 | 0 | 0 | 0 | 0 | 0 | 0 | 0 | 0 | 0 | 2.4201 | 263.9203 | 303.1099 | 343.9645 | 389.7816 | 654.1374 | 919.2277 | 925.611 | 922.9872 | 920.2926 | 254.8794 | 0 | 0 | 0 | 0 | 0 | 0 | 0 | 0 | 0 | 0
FEDERAL TAXES
State Taxable Income | -1844.6083 | -4474.1601 | -3238.536 | -2085.845 | -992.6798 | 636.8019 | 1613.1462 | 1968.8478 | 2377.9078 | 2798.1565 | 3275.542 | 3770.2898 | 4330.1415 | 4913.7791 | 5568.3089 | 9344.8202 | 13131.8245 | 13223.0142 | 13185.532 | 13147.0373 | 3641.1349 | -1601.3051 | -1705.0888 | -1860.3227 | -2029.2417 | -2212.5475 | -2411.6975 | -2627.863 | -2862.9407 | -3117.974 | -3436.1849
Less: State Taxes | 0 | 0 | 0 | 0 | 0 | 0 | 0 | 0 | 0 | 0 | -2.4201 | -263.9203 | -303.1099 | -343.9645 | -389.7816 | -654.1374 | -919.2277 | -925.611 | -922.9872 | -920.2926 | -254.8794 | 0 | 0 | 0 | 0 | 0 | 0 | 0 | 0 | 0 | 0
Federal Taxable Income | -1844.6083 | -4474.1601 | -3238.536 | -2085.845 | -992.6798 | 636.8019 | 1613.1462 | 1968.8478 | 2377.9078 | 2798.1565 | 3273.1219 | 3506.3696 | 4027.0316 | 4569.8145 | 5178.5272 | 8690.6828 | 12212.5968 | 12297.4032 | 12262.5447 | 12226.7447 | 3386.2554 | -1601.3051 | -1705.0888 | -1860.3227 | -2029.2417 | -2212.5475 | -2411.6975 | -2627.863 | -2862.9407 | -3117.974 | -3436.1849
Federal Tax Rate | 35% | 35% | 35% | 35% | 35% | 35% | 35% | 35% | 35% | 35% | 35% | 35% | 35% | 35% | 35% | 35% | 35% | 35% | 35% | 35% | 35% | 35% | 35% | 35% | 35% | 35% | 35% | 35% | 35% | 35% | 35%
Federal Tax Expense/ (Benefit) | -645.6129 | -1565.956 | -1133.4876 | -730.0458 | -347.4379 | 222.8807 | 564.6012 | 689.0967 | 832.2677 | 979.3548 | 1145.5927 | 1227.2293 | 1409.4611 | 1599.4351 | 1812.4845 | 3041.739 | 4274.4089 | 4304.0911 | 4291.8907 | 4279.3606 | 1185.1894 | -560.4568 | -596.7811 | -651.113 | -710.2346 | -774.3916 | -844.0941 | -919.752 | -1002.0292 | -1091.2909 | -1202.6647
Beginning NOL's | 0 | 645.6129 | 2211.569 | 3345.0566 | 4075.1023 | 4422.5403 | 4199.6596 | 3635.0584 | 2945.9617 | 2113.694 | 1134.3392 | 0 | 0 | 0 | 0 | 0 | 0 | 0 | 0 | 0 | 0 | 0 | 560.4568 | 1157.2379 | 1808.3508 | 2518.5854 | 3292.977 | 4137.0711 | 5056.8232 | 6058.8524 | 7150.1433
New NOL's | 645.6129 | 1565.956 | 1133.4876 | 730.0458 | 347.4379 | 0 | 0 | 0 | 0 | 0 | 0 | 0 | 0 | 0 | 0 | 0 | 0 | 0 | 0 | 0 | 0 | 560.4568 | 596.7811 | 651.113 | 710.2346 | 774.3916 | 844.0941 | 919.752 | 1002.0292 | 1091.2909 | 1202.6647
Expired NOLs | 0 | 0 | 0 | 0 | 0 | 0 | 0 | 0 | 0 | 0 | 0 | 0 | 0 | 0 | 0 | 0 | 0 | 0 | 0 | 0 | 0 | 0 | 0 | 0 | 0 | 0 | 0 | 0 | 0 | 0 | 0
NOL Utilization (15 years) | 0 | 0 | 0 | 0 | 0 | -222.8807 | -564.6012 | -689.0967 | -832.2677 | -979.3548 | -1134.3392 | 0 | 0 | 0 | 0 | 0 | 0 | 0 | 0 | 0 | 0 | 0 | 0 | 0 | 0 | 0 | 0 | 0 | 0 | 0 | 0
Ending NOL's | 645.6129 | 2211.569 | 3345.0566 | 4075.1023 | 4422.5403 | 4199.6596 | 3635.0584 | 2945.9617 | 2113.694 | 1134.3392 | 0 | 0 | 0 | 0 | 0 | 0 | 0 | 0 | 0 | 0 | 0 | 560.4568 | 1157.2379 | 1808.3508 | 2518.5854 | 3292.977 | 4137.0711 | 5056.8232 | 6058.8524 | 7150.1433 | 8352.8081
TOTAL STATE TAXES UTILIZING NOLs | 0 | 0 | 0 | 0 | 0 | 0 | 0 | 0 | 0 | 0 | 11.2535 | 1227.2293 | 1409.4611 | 1599.4351 | 1812.4845 | 3041.739 | 4274.4089 | 4304.0911 | 4291.8907 | 4279.3606 | 1185.1894 | 0 | 0 | 0 | 0 | 0 | 0 | 0 | 0 | 0 | 0

## IDC
PROJECT NAME: UAE-Lowell
IDC CALCULATIONS
Total Construction & Other Costs (000$): |  | 21820
No. of Construction Months: |  | 7
Interest During Construction: |  | 8.25% | 0.02292%
|  | Annual | Daily (360-Day)
|  |  | Turbine Cost | Construction &
IDC Calculations |  |  | including Carry | Other Cost | Principal | Balance | Interest | Cum. Interest
Month | Date | % Drawn | (000$) | (000$) | (000$) | (000$) | (000$) | (000$)
1 | 2000-04-01 | 10% | 57041.7984 | 2182 | 59223.7984 | 59223.7984 | 0 | 0
2 | 2000-05-01 | 4% | 0 | 872.8 | 872.8 | 60503.762 | 407.1636 | 407.1636
3 | 2000-06-01 | 8% | 0 | 1745.6 | 1745.6 | 62679.1909 | 429.8288 | 836.9924
4 | 2000-07-01 | 10% | 0 | 2182 | 2182 | 65292.1103 | 430.9194 | 1267.9119
5 | 2000-08-01 | 11% | 0 | 2400.2 | 2400.2 | 68156.1563 | 463.846 | 1731.7579
6 | 2000-09-01 | 11% | 0 | 2400.2 | 2400.2 | 71040.549 | 484.1927 | 2215.9506
7 | 2000-10-01 | 10% | 0 | 2182 | 2182 | 73710.9528 | 488.4038 | 2704.3544
8 | 2000-11-01 | 8% | 0 | 1745.6 | 1745.6 | 75980.2077 | 523.6549 | 3228.0093
9 | 2000-12-01 | 6% | 0 | 1309.2 | 1309.2 | 77289.4077 | 0 | 3228.0093
10 | 2001-01-01 | 6% | 0 | 1309.2 | 1309.2 | 78598.6077 | 0 | 3228.0093
11 | 2001-02-01 | 3% | 0 | 654.6 | 654.6 | 79253.2077 | 0 | 3228.0093
12 | 2001-03-01 | 4% | 0 | 872.8 | 872.8 | 80126.0077 | 0 | 3228.0093
13 | 2001-04-01 | 4% | 0 | 872.8 | 872.8 | 80998.8077 | 0 | 3228.0093
14 | 2001-05-01 | 5% | 0 | 1091 | 1091 | 82089.8077 | 0 | 3228.0093
15 | 2001-06-01 | 0% | 0 | 0 | 0 | 82089.8077 | 0 | 3228.0093
16 | 2001-07-01 | 0% | 0 | 0 | 0 | 82089.8077 | 0 | 3228.0093
17 | 2001-08-01 | 0% | 0 | 0 | 0 | 82089.8077 | 0 | 3228.0093
18 | 2001-09-01 | 0% | 0 | 0 | 0 | 82089.8077 | 0 | 3228.0093
19 | 2001-10-01 | 0% | 0 | 0 | 0 | 82089.8077 | 0 | 3228.0093
|  | 100% | 57041.7984 | 21820 | 78861.7984 |  | 3228.0093
TURBINE DELIVERY SCHEDULE
*Rough Estimate by Bruce Golden. Please double-check for deal specific
[6 empty] | Turbine No. | 2 | 3 | 4 | 5 | 6
Unit | Turbines | Delivery | LD'S |  | Month | No. of Months | 13 | 13.5 | 14 | 14.5 | 15
Number | Delivered | Schedule | Enforced On |  | 1 |  | 10% | 10% | 10% | 10% | 10%
1-3 | 3 | 2000-07-30 | 2000-10-30 |  | 2 |  | 4% | 4% | 4% | 4% | 4%
4-6 | 3 | 2000-08-30 | 2000-10-30 |  | 3 |  | 8% | 8% | 8% | 8% | 8%
7-8 | 2 | 2000-09-30 | 2000-10-30 |  | 4 |  | 12% | 12% | 10% | 10% | 10%
9-11 | 3 | 2000-10-30 | 2000-10-30 |  | 5 |  | 12% | 12% | 11% | 11% | 10%
12-13 | 2 | 2000-11-30 | 2000-11-30 |  | 6 |  | 12% | 12% | 11% | 11% | 10%
14-15 | 2 | 2000-12-30 | 2000-12-30 |  | 7 |  | 10% | 10% | 10% | 10% | 8%
16-18 | 3 | 2000-01-30 | 2000-01-30 |  | 8 |  | 8% | 8% | 8% | 8% | 8%
19-20 | 2 | 2001-02-28 | 2001-02-28 |  | 9 |  | 6% | 6% | 6% | 6% | 6%
21-22 | 2 | 2001-03-30 | 2001-03-30 |  | 10 |  | 6% | 6% | 6% | 6% | 6%
23-24 | 2 | 2001-04-30 | 2001-04-30 |  | 11 |  | 3% | 3% | 3% | 3% | 3%
[5 empty] | 12 |  | 4% | 4% | 4% | 4% | 4%
[5 empty] | 13 |  | 5% | 5% | 4% | 4% | 4%
Summary (000$): |  |  |  |  | 14 |  | 0% | 0% | 5% | 5% | 4%
Basis Per Turbine |  |  | 13950 |  | 15 |  | 0% | 0% | 0% | 0% | 5%
Carry Cost Per Turbine |  |  | 289.6163 |  | Sum |  | 100% | 100% | 100% | 100% | 100%
WestLB Structuring, Restructuring & Legal Fees |  |  | 20.8333
Total Price |  |  | 14260.4496