## Notes
NOTES
1 | The model shows only an example of the economics for a LM6000 project. Please modify the model for the specific transaction
you are trying to model (Please see the contact list below)
2 | Please double check the model/pages before sending out to clients as certain information/comment cells/notes etc. may be too detailed to be disclosed
3 | All yellow shaded cells are required input cells
4 | Turbine carrying cost are based on assumptions on the WestLB Structure, the numbers may change after 03/15/00
5 | The dispatch template is attached. Please check with Jim Simpson for the required inputs
SOURCES
Source
1 | Federal Tax, Franchise Tax, Sales & Used Tax, NOL |  |  | Patrick Maloy
calculations
2 | 15 year MACRS |  |  | Patrick Maloy
3 | Book Depreciation |  |  | Use GenCo assumption as per Jody Pierce
4 | Fin Fan Cooler |  |  | Bernstein's cost model, calculated by Bruce Golden
5 | No Capacity Degradation for LM 6000 Peaker model |  |  | Bruce Golden
6 | Spread Option Model |  |  | Jim Simpson
7 | Estimated drawdown schedule |  |  | Bruce Golden
8 | Property Tax, State Tax |  |  | Jim Curry
9 | Heat Rate Degradation |  |  | Bruce Golden
CONTACTS
| Subjects | Contacts | Extension
| Model | Clement Lau | x 3-9446
|  | Ben Rogers | x 3-7998
| Turbine/Technical Info | Doug Sewell | x 3-6337
| Engineers | Mike Coleman | x 6-6385
|  | Bruce Golden | x 6-6063
|  | Chris Booth | x 6-7089
| O&M | Scot Chambers | x 6-8371
| Spread Option Model | Jim Simpson | x 3-7202
| Accounting | Jody Pierce | x 5-7405
| Federal Tax, misc. Tax | Mike Fredell | x 3-7022
|  | Matt Gockerman | x 3-3979
|  | Patrick Maloy | x 3-6174
| State/Property Tax | Warren Schick | x 3-0689
|  | Jim Curry | x 3-6367

## Tracking Sheet
PROJECT NAME: Calpine
TRACKING SHEET
| EQUITY IRR WITH NO | DSCR
| RESIDUAL VALUE | MIN | AVG.
Current | 12.34% | 1.3 | 1.3
Track Changes | 12.34% | 1.3 | 1.3

## Assumptions
Unhide Sub Debt, 1999 Columns
PROJECT NAME: Calpine
ASSUMPTIONS & SUMMARY OUTPUT
SOURCES & USES: |  |  |  | PROJECT DESCRIPTION: |  |  |  | OPERATING COSTS ASSUMPTIONS (FROM ENGINEERS/ASSET MANAGEMENT): |  |  |  | Fuel | Capacity $ | VOM | Residual Value | Capacity | Chillers | Compressor | Debt
[8 empty] | (1st year Annualized) |  |  |  | Index | Base | Pass-through | EBITDA Exit Multiple | ISO | Yes | Yes | Bank LT Debt
Sources of Funds | % | 000 $ | $/kW | Type of Turbine |  | LM6000 | [5 empty] | Fixed | Low | Not Pass-through | % of Project Cost | 95 degrees | No | No | Capital Market
Total Equity | 22.83% | 23599.6685 | 124.2088 | Cost Per Turbine (w Carry Cost) (000$) |  | 14260.4496 |  | CPI Escalator (%) | 3% |  |  | Custom | Index |  | 000$/MW |  |  |  | Mini-perm
Debt Issuance | 77.17% | 79784.7107 | 419.9195 | Number of Turbines |  | 4 | [6 empty] | Custom |  | None
|  |  |  | Net Turbine Rating (MW) |  | 47.5 |  | Escalated Costs: |  |  |  | 1 | 1 | 1 | 1 | 2 | 1 | 1 | 1
Total Sources | 100% | 103384.3791 | 544.1283 | Heat Rate-New and Clean (HHV) |  | 10200 |  |  | 000$ -year | $/kW-year | $/mWh | Index | Base | Pass-through | EBITDA Exit Multiple | 2 | 10 | Yes | Bank LT Debt
|  |  |  | Heat Rate-Degraded (HHV) |  | 10500 |  | Variable Operating Cost | 0 |  | 0
|  |  |  | No. of Construction Months |  | 5 |  | Major Maintenance | 0 |  | 0 |  | With Chillers | Without Chillers
Uses of Funds |  |  |  | Start of Commercial Operation |  | 2001-06-01 |  | Total VOM | 0 |  | 0 | ISO | 11 | 21
|  |  |  | No. of Months in the 1st Operating year |  | 7 | [5 empty] | 95o | 12 | 22
EPC (From Engineers/Nepco): |  |  |  | Project Life (Years) |  | 30 |  | Fixed Operating Expenses | 652 | 3.4316
Turbine (with Carrying Cost) | 55.17% | 57041.7984 | 300.22 | Location (State) |  | MO |  | Insurance | 112 | 0.58947
Fin Fan Cooler | 0.2399% | 248 | 1.3053 |  |  |  |  | SG&A | 180 | 0.94737
BOP & Construction | 26.3% | 27189 | 143.1 | Residual Value (at year 30) |  |  |  | Start Charge | 48 | 0.25263
Pipeline | 0% | 0 | 0 | EBITDA Exit Multiple |  | 5 |  | Marketing Fee | 0 | 0
Power Interconnection | 1.098% | 1135 | 5.9737 | % of Initial Project Cost |  | 20% |  | Admin Fees | 0 | 0
SCR | 4.643% | 4800 | 25.2632 | $/kW |  | 200 |  | O&M Fees | 200 | 1.0526
Dual Fuel | 0% | 0 | 0 |  |  |  |  | Total Fixed Escalating Cost | 1192 | 6.2737
Black Start | 0% | 0 | 0 | FINANCING ASSUMPTIONS:
Gas Compression | 0.5949% | 615 | 3.2368 | DEBT |  | Construction Loan |  | Non-Escalated Costs:
Demineralized Water Facility | 0% | 0 | 0 | Debt Issued | 2000-04-01 |  |  | Fuel | 9573.8193 | 50.3885
Overhead & Fees - EE&CC | 0% | 0 | 0 | Treasury Rate as of: | 2000-02-01 |  |  | Property Tax | 0 | 0
Overhead & Fees - Nepco | 0.09673% | 100 | 0.52632 |  |  |  |  | Franchise Tax | 0 | 0
Chillers (Check that BOP did not already include this) | 3.928% | 4061 | 21.3737 | Amount ('000 $) | 79784.7107 |  |  | Gross Receipts Tax | 0 | 0
Spare Parts | 1.257% | 1300 | 6.8421 | Term (yrs) | 20 |  |  | Debt Service Reserve Fee | 80.5732 | 0.42407
Sub Total | 93.33% | 96489.7984 | 507.841 | Final Maturity | 2017-04-01
|  |  |  | Average Life (yrs) | 10.8082 |  |  | DEPRECIATION ASSUMPTIONS:
Soft Cost (From Engineers/Asset Management):
EE&CC Project Management | 0% | 0 | 0 | Treasury Rate (%) | 6.83% | 6.83% |  |  | Year | Method | Residual (%)
Mobilization Expenses | 0.9905% | 1024 | 5.3895 | Spread (%) | 1% | 1% |  | Federal & State Tax Depreciation
Environmental Permitting | 0% | 0 | 0 | All-In Rate (%) | 7.83% | 7.83% |  | EPC Costs | 15 | MACRS | 0%
Insurance During Construction | 0% | 0 | 0 |  |  |  |  | Start-Up Cost | 5 | SL | 0%
Capitalized Salaries | 0% | 0 | 0 | Maximum DSR Amount (000 $) | 4028.6613 | 6 | (months/year) | Transaction Costs | 20 | SL | 0%
Owner's Engineer | 0.9673% | 1000 | 5.2632 | Debt Service Reserve LOC Fee | 2%
Development Expenses | 0% | 0 | 0 | Interest Income Rate | 0% |  |  | Book Depreciation
Legal Expense | 0% | 0 | 0 |  |  |  |  | EPC Costs | 30 | SL | 10%
Interconnect Study | 0.01935% | 20 | 0.10526 | EQUITY |  |  |  | Start-Up Cost | 5 | SL | 0%
IDC | 1.658% | 1714.5807 | 9.0241 | Equity Closed | 2000-04-01 |  |  | Transaction Costs | 20 | SL | 0%
Land | 0% | 0 | 0 | Equity Partner's Share | 50% | 11799.8342
Sales & Used Tax | 3.033% | 3136 | 16.5053 | Enron's Share | 50% | 11799.8342 |  | TAX ASSUMPTIONS (PROJECT MAY INCLUDE SPECIFIC TAXES):
Contingency | 0% | 0 | 0
Sub Total | 6.669% | 6894.5807 | 36.2873 | PPA ASSUMPTIONS (MAKE CHANGES AS NEEDED): |  |  |  | Federal Income Tax Rate (%) | 35%
[8 empty] | State Income Tax Rate (average %) | 7% | (Project Specific)
Financing Costs: |  |  |  | Fixed Price PPA |  |  |  | Franchise Tax (% on Net Asset) | 0% | (Project Specific)
Lender's Engineer | 0% | 0 | 0 | No. of years |  | 3 |  | Gross Receipts Tax (%) | 0% | (Project Specific)
Lender's Counsel | 0% | 0 | 0 | Capacity Charge ($/kW-mo.) |  | 4.75 |  | Sales & Used Tax Rate on Fuel (%) | 1.5% | (Project Specific)
Financing Fee | 0% | 0 | 0 |  |  |  |  | Sales & Used Tax Rate on Hard Cost (%) | 8% | (Project Specific)
Sub Total | 0% | 0 | 0 | Merchant Price Period
|  |  |  | No. of years |  | 27
Total Uses | 100% | 103384.3791 | 544.1283 | Capacity Charge ($/kW-mo.)
SUMMARY OUTPUT: |  |  |  | Variable Payment ($/mWh) |  | 0
All-in Capital Cost ($/kW) |  | 544.1283 |  | Net Generation (MW) |  | 285000
|  | Avg. | Min | TECHNICAL ASSUMPTIONS:
DSCR |  | 1.3 | 1.3
|  |  |  | Site Condition (MW) |  | 190
Enron Equity Returns |  |  |  | Evaporative Cooler (MW) |  | 0
30 Yrs After-Tax Cashflow with Zero Residual Value |  | 12.34% |  | Net Output (MW) |  | 190
30 Yrs After-Tax Cashflow with 5x EBITDA Exit Multiple Residual Value |  | 12.99%
30 Yrs After-Tax Cashflow with 20% Initial Project Cost Residual Value |  | 12.54% |  | No. of Starts per year |  | 140
30 Yrs After-Tax Cashflow with $200/kW Residual Value |  | 12.7% |  | Available PSIG |  | 400
|  |  |  | No. of Run Hours per year |  | 1500
Key Stats | 2001 | 2002 | 2003
EBITDA (000 $) | 5555.1656 | 9521.6668 | 9484.834
Net Income (000 $) | -254.9306 | -402.584 | -369.8785
Pre-Tax Cashflow (000 $) | 3468.5087 | 3325.9107 | 3377.631
Cashflow to Equity (000 $) | 3107.6026 | 2197.7395 | 2181.744
Note on H11: clau: Calculated to include Carry Cost on a separate spreadsheet.
Note on H13: clau: This is an estimate, please check with Engineers for specific project
Note on H14: clau: This is an estimate, please check with Engineers for specific project
Note on H15: clau: This is an estimate, please check with Engineers for specific project
Note on C21: clau: $62,000/turbine as per Bruce Golden
Note on L38: clau: Assumption checked with Patrick Maloy on 2/4/00.
Note on L43: clau: Assumption used for GenCo. Verified with Jody Pierce 2/3/00.
Note on H61: clau: As per Bruce Golden for simple cycle LM6000

## Price_Technical Assumption
PROJECT NAME: Calpine
PRICE/TECHNICAL ASSUMPTIONS
|  | 0.58333 | 1.5833 | 2.5833 | 3.5833 | 4.5833 | 5.5833 | 6.5833 | 7.5833 | 8.5833 | 9.5833 | 10.5833 | 11.5833 | 12.5833 | 13.5833 | 14.5833 | 15.5833 | 16.5833 | 17.5833 | 18.5833 | 19.5833 | 20.5833 | 21.5833 | 22.5833 | 23.5833 | 24.5833 | 25.5833 | 26.5833 | 27.5833 | 28.5833 | 29.5833 | 30.5833
|  | 2001 | 2002 | 2003 | 2004 | 2005 | 2006 | 2007 | 2008 | 2009 | 2010 | 2011 | 2012 | 2013 | 2014 | 2015 | 2016 | 2017 | 2018 | 2019 | 2020 | 2021 | 2022 | 2023 | 2024 | 2025 | 2026 | 2027 | 2028 | 2029 | 2030 | 2031
CAPACITY PRICE $/kW-MONTH
| Fixed Price | 4.75 | 4.75 | 4.75 | 4.75 | 4.75 | 4.75 | 4.75 | 4.75 | 4.75 | 4.75 | 4.75 | 4.75 | 4.75 | 4.75 | 4.75 | 4.75 | 4.75 | 4.75 | 4.75 | 4.75 | 4.75 | 4.75 | 4.75 | 4.75 | 4.75 | 4.75 | 4.75 | 4.75 | 4.75 | 4.75 | 4.75
Merchant Price
1 | Base | 5.4933 | 5.6581 | 5.6458 | 5.7213 | 5.6998 | 5.7713 | 5.8419 | 5.9116 | 6.0889 | 6.1596 | 6.3444 | 6.4159 | 6.6084 | 6.6806 | 6.7512 | 6.82 | 6.8869 | 6.9516 | 7.014 | 7.0739 | 7.1311 | 7.1854 | 7.2396 | 7.2939 | 7.3482 | 7.4024 | 7.4567 | 7.5109 | 7.5652 | 7.6195 | 7.6737
2 | Low | 4.3775 | 4.5088 | 4.7352 | 4.8772 | 5.0235 | 5.1742 | 5.3295 | 5.2782 | 5.2191 | 5.0397 | 4.9602 | 4.8713 | 4.8951 | 4.9159 | 4.8037 | 4.8141 | 4.8208 | 4.9654 | 5.1144 | 5.1173 | 5.2708 | 5.429 | 5.5871 | 5.7452 | 5.9033 | 6.0615 | 6.2196 | 6.3777 | 6.5358 | 6.694 | 6.8521
3 | Index | 0 | 0 | 0 | 0 | 0 | 0 | 0 | 0 | 0 | 0 | 0 | 0 | 0 | 0 | 0 | 0 | 0 | 0 | 0 | 0 | 0 | 0 | 0 | 0 | 0 | 0 | 0 | 0 | 0 | 0 | 0
4 | Custom | 0 | 0 | 0 | 0 | 0 | 0 | 0 | 0 | 0 | 0 | 0 | 0 | 0 | 0 | 0 | 0 | 0 | 0 | 0 | 0 | 0 | 0 | 0 | 0 | 0 | 0 | 0 | 0 | 0 | 0 | 0
1 | Market Price Scenario | 5.4933 | 5.6581 | 5.6458 | 5.7213 | 5.6998 | 5.7713 | 5.8419 | 5.9116 | 6.0889 | 6.1596 | 6.3444 | 6.4159 | 6.6084 | 6.6806 | 6.7512 | 6.82 | 6.8869 | 6.9516 | 7.014 | 7.0739 | 7.1311 | 7.1854 | 7.2396 | 7.2939 | 7.3482 | 7.4024 | 7.4567 | 7.5109 | 7.5652 | 7.6195 | 7.6737
| Blended Capacity Price | 4.75 | 4.75 | 4.75 | 5.3166 | 5.6998 | 5.7713 | 5.8419 | 5.9116 | 6.0889 | 6.1596 | 6.3444 | 6.4159 | 6.6084 | 6.6806 | 6.7512 | 6.82 | 6.8869 | 6.9516 | 7.014 | 7.0739 | 7.1311 | 7.1854 | 7.2396 | 7.2939 | 7.3482 | 7.4024 | 7.4567 | 7.5109 | 7.5652 | 7.6195 | 7.6737
GAS PRICE $/MMBTU
1 | Index (Transco Zone 6) | 3.2288 | 3.1855 | 3.1967 | 3.2459 | 3.305 | 3.368 | 3.433 | 3.503 | 3.578 | 3.658 | 3.743 | 3.833 | 3.928 | 4.028 | 4.133 | 4.243 | 4.358 | 4.478 | 4.603 | 4.718 | 4.836 | 2.2 | 2.2 | 2.2 | 2.2 | 2.2 | 2.2 | 2.2 | 2.2 | 2.2 | 2.2
2 | Fixed | 2.5 | 2.5 | 2.5 | 2.5 | 2.5 | 2.5 | 2.5 | 2.5 | 2.5 | 2.5 | 2.5 | 2.5 | 2.5 | 2.5 | 2.5 | 2.5 | 2.5 | 2.5 | 2.5 | 2.5 | 2.5 | 2.5 | 2.5 | 2.5 | 2.5 | 2.5 | 2.5 | 2.5 | 2.5 | 2.5 | 2.5
3 | Custom | 1.5 | 1.5 | 1.5 | 1.5 | 1.5 | 1.5 | 1.5 | 1.5 | 1.5 | 1.5 | 1.5 | 1.5 | 1.5 | 1.5 | 1.5 | 1.5 | 1.5 | 1.5 | 1.5 | 1.5 | 1.5 | 1.5 | 1.5 | 1.5 | 1.5 | 1.5 | 1.5 | 1.5 | 1.5 | 1.5 | 1.5
| Sales Tax Rate | 1.5% | 1.5% | 1.5% | 1.5% | 1.5% | 1.5% | 1.5% | 1.5% | 1.5% | 1.5% | 1.5% | 1.5% | 1.5% | 1.5% | 1.5% | 1.5% | 1.5% | 1.5% | 1.5% | 1.5% | 1.5% | 1.5% | 1.5% | 1.5% | 1.5% | 1.5% | 1.5% | 1.5% | 1.5% | 1.5% | 1.5%
1 | Gas Price Assumption | 3.2288 | 3.1855 | 3.1967 | 3.2459 | 3.305 | 3.368 | 3.433 | 3.503 | 3.578 | 3.658 | 3.743 | 3.833 | 3.928 | 4.028 | 4.133 | 4.243 | 4.358 | 4.478 | 4.603 | 4.718 | 4.836 | 2.2 | 2.2 | 2.2 | 2.2 | 2.2 | 2.2 | 2.2 | 2.2 | 2.2 | 2.2
ENERGY PRICE $/MWH
| Fuel | 33.5923 | 33.1419 | 33.2586 | 33.7701 | 34.3857 | 35.0402 | 35.7165 | 36.4448 | 37.2251 | 38.0574 | 38.9417 | 39.8781 | 40.8665 | 41.9069 | 42.9993 | 44.1437 | 45.3402 | 46.5887 | 47.8892 | 49.0864 | 50.3136 | 22.8888 | 22.8888 | 22.8888 | 22.8888 | 22.8888 | 22.8888 | 22.8888 | 22.8888 | 22.8888 | 22.8888
| Variable O&M | 0 | 0 | 0 | 0 | 0 | 0 | 0 | 0 | 0 | 0 | 0 | 0 | 0 | 0 | 0 | 0 | 0 | 0 | 0 | 0 | 0 | 0 | 0 | 0 | 0 | 0 | 0 | 0 | 0 | 0 | 0
| Marginal Cost of Generation | 33.5923 | 33.1419 | 33.2586 | 33.7701 | 34.3857 | 35.0402 | 35.7165 | 36.4448 | 37.2251 | 38.0574 | 38.9417 | 39.8781 | 40.8665 | 41.9069 | 42.9993 | 44.1437 | 45.3402 | 46.5887 | 47.8892 | 49.0864 | 50.3136 | 22.8888 | 22.8888 | 22.8888 | 22.8888 | 22.8888 | 22.8888 | 22.8888 | 22.8888 | 22.8888 | 22.8888
Pass-through | Energy Price Assumption | 33.5923 | 33.1419 | 33.2586 | 33.7701 | 34.3857 | 35.0402 | 35.7165 | 36.4448 | 37.2251 | 38.0574 | 38.9417 | 39.8781 | 40.8665 | 41.9069 | 42.9993 | 44.1437 | 45.3402 | 46.5887 | 47.8892 | 49.0864 | 50.3136 | 22.8888 | 22.8888 | 22.8888 | 22.8888 | 22.8888 | 22.8888 | 22.8888 | 22.8888 | 22.8888 | 22.8888
HEAT RATE (HHV)
| New and Clean | 10200 | 10200 | 10200 | 10200 | 10200 | 10200 | 10200 | 10200 | 10200 | 10200 | 10200 | 10200 | 10200 | 10200 | 10200 | 10200 | 10200 | 10200 | 10200 | 10200 | 10200 | 10200 | 10200 | 10200 | 10200 | 10200 | 10200 | 10200 | 10200 | 10200 | 10200
Degradation (%) | bar: 2001 to 2031
| Net Heat Rate | 10404 | 10404 | 10404 | 10404 | 10404 | 10404 | 10404 | 10404 | 10404 | 10404 | 10404 | 10404 | 10404 | 10404 | 10404 | 10404 | 10404 | 10404 | 10404 | 10404 | 10404 | 10404 | 10404 | 10404 | 10404 | 10404 | 10404 | 10404 | 10404 | 10404 | 10404

## GCurve
Total Price To
Month | Transco Zone 6
2000-03-01 | 3.179
2000-04-01 | 3.0345
2000-05-01 | 2.885 |  |  | Year | Prices
2000-06-01 | 2.8755 |  | 1 | 2001 | 3.2288
2000-07-01 | 2.948 |  | 2 | 2002 | 3.1855
2000-08-01 | 2.986 |  | 3 | 2003 | 3.1967
2000-09-01 | 2.912 |  | 4 | 2004 | 3.2459
2000-10-01 | 2.953 |  | 5 | 2005 | 3.305
2000-11-01 | 3.4805 |  | 6 | 2006 | 3.368
2000-12-01 | 3.958 |  | 7 | 2007 | 3.433
2001-01-01 | 4.223 |  | 8 | 2008 | 3.503
2001-02-01 | 4.0955 |  | 9 | 2009 | 3.578
2001-03-01 | 3.508 |  | 10 | 2010 | 3.658
2001-04-01 | 2.938 |  | 11 | 2011 | 3.743
2001-05-01 | 2.7885 |  | 12 | 2012 | 3.833
2001-06-01 | 2.7905 |  | 13 | 2013 | 3.928
2001-07-01 | 2.8035 |  | 14 | 2014 | 4.028
2001-08-01 | 2.8405 |  | 15 | 2015 | 4.133
2001-09-01 | 2.8135 |  | 16 | 2016 | 4.243
2001-10-01 | 2.848 |  | 17 | 2017 | 4.358
2001-11-01 | 3.3245 |  | 18 | 2018 | 4.478
2001-12-01 | 3.772 | 3.2288 | 19 | 2019 | 4.603
2002-01-01 | 4.2 |  | 20 | 2020 | 4.718
2002-02-01 | 3.995 |  | 21 | 2021 | 4.836
2002-03-01 | 3.373
2002-04-01 | 2.904
2002-05-01 | 2.7775
2002-06-01 | 2.7795
2002-07-01 | 2.7865
2002-08-01 | 2.8275
2002-09-01 | 2.7995
2002-10-01 | 2.833
2002-11-01 | 3.279
2002-12-01 | 3.6715 | 3.1855
2003-01-01 | 4.1025
2003-02-01 | 3.9045
2003-03-01 | 3.3655
2003-04-01 | 2.939
2003-05-01 | 2.8125
2003-06-01 | 2.8145
2003-07-01 | 2.8215
2003-08-01 | 2.8625
2003-09-01 | 2.8345
2003-10-01 | 2.868
2003-11-01 | 3.319
2003-12-01 | 3.7165 | 3.1967
2004-01-01 | 4.1625
2004-02-01 | 3.9645
2004-03-01 | 3.4155
2004-04-01 | 2.984
2004-05-01 | 2.8575
2004-06-01 | 2.8595
2004-07-01 | 2.8665
2004-08-01 | 2.9075
2004-09-01 | 2.8795
2004-10-01 | 2.913
2004-11-01 | 3.369
2004-12-01 | 3.7715 | 3.2459
2005-01-01 | 4.2325
2005-02-01 | 4.0345
2005-03-01 | 3.4755
2005-04-01 | 3.039
2005-05-01 | 2.9125
2005-06-01 | 2.9145
2005-07-01 | 2.9215
2005-08-01 | 2.9625
2005-09-01 | 2.9345
2005-10-01 | 2.968
2005-11-01 | 3.429
2005-12-01 | 3.8365 | 3.305
2006-01-01 | 4.3075
2006-02-01 | 4.1095
2006-03-01 | 3.5405
2006-04-01 | 3.099
2006-05-01 | 2.9725
2006-06-01 | 2.9745
2006-07-01 | 2.9815
2006-08-01 | 3.0225
2006-09-01 | 2.9945
2006-10-01 | 3.028
2006-11-01 | 3.489
2006-12-01 | 3.8965 | 3.368
2007-01-01 | 4.3725
2007-02-01 | 4.1745
2007-03-01 | 3.6055
2007-04-01 | 3.164
2007-05-01 | 3.0375
2007-06-01 | 3.0395
2007-07-01 | 3.0465
2007-08-01 | 3.0875
2007-09-01 | 3.0595
2007-10-01 | 3.093
2007-11-01 | 3.554
2007-12-01 | 3.9615 | 3.433
2008-01-01 | 4.4425
2008-02-01 | 4.2445
2008-03-01 | 3.6755
2008-04-01 | 3.234
2008-05-01 | 3.1075
2008-06-01 | 3.1095
2008-07-01 | 3.1165
2008-08-01 | 3.1575
2008-09-01 | 3.1295
2008-10-01 | 3.163
2008-11-01 | 3.624
2008-12-01 | 4.0315 | 3.503
2009-01-01 | 4.5175
2009-02-01 | 4.3195
2009-03-01 | 3.7505
2009-04-01 | 3.309
2009-05-01 | 3.1825
2009-06-01 | 3.1845
2009-07-01 | 3.1915
2009-08-01 | 3.2325
2009-09-01 | 3.2045
2009-10-01 | 3.238
2009-11-01 | 3.699
2009-12-01 | 4.1065 | 3.578
2010-01-01 | 4.5975
2010-02-01 | 4.3995
2010-03-01 | 3.8305
2010-04-01 | 3.389
2010-05-01 | 3.2625
2010-06-01 | 3.2645
2010-07-01 | 3.2715
2010-08-01 | 3.3125
2010-09-01 | 3.2845
2010-10-01 | 3.318
2010-11-01 | 3.779
2010-12-01 | 4.1865 | 3.658
2011-01-01 | 4.6825
2011-02-01 | 4.4845
2011-03-01 | 3.9155
2011-04-01 | 3.474
2011-05-01 | 3.3475
2011-06-01 | 3.3495
2011-07-01 | 3.3565
2011-08-01 | 3.3975
2011-09-01 | 3.3695
2011-10-01 | 3.403
2011-11-01 | 3.864
2011-12-01 | 4.2715 | 3.743
2012-01-01 | 4.7725
2012-02-01 | 4.5745
2012-03-01 | 4.0055
2012-04-01 | 3.564
2012-05-01 | 3.4375
2012-06-01 | 3.4395
2012-07-01 | 3.4465
2012-08-01 | 3.4875
2012-09-01 | 3.4595
2012-10-01 | 3.493
2012-11-01 | 3.954
2012-12-01 | 4.3615 | 3.833
2013-01-01 | 4.8675
2013-02-01 | 4.6695
2013-03-01 | 4.1005
2013-04-01 | 3.659
2013-05-01 | 3.5325
2013-06-01 | 3.5345
2013-07-01 | 3.5415
2013-08-01 | 3.5825
2013-09-01 | 3.5545
2013-10-01 | 3.588
2013-11-01 | 4.049
2013-12-01 | 4.4565 | 3.928
2014-01-01 | 4.9675
2014-02-01 | 4.7695
2014-03-01 | 4.2005
2014-04-01 | 3.759
2014-05-01 | 3.6325
2014-06-01 | 3.6345
2014-07-01 | 3.6415
2014-08-01 | 3.6825
2014-09-01 | 3.6545
2014-10-01 | 3.688
2014-11-01 | 4.149
2014-12-01 | 4.5565 | 4.028
2015-01-01 | 5.0725
2015-02-01 | 4.8745
2015-03-01 | 4.3055
2015-04-01 | 3.864
2015-05-01 | 3.7375
2015-06-01 | 3.7395
2015-07-01 | 3.7465
2015-08-01 | 3.7875
2015-09-01 | 3.7595
2015-10-01 | 3.793
2015-11-01 | 4.254
2015-12-01 | 4.6615 | 4.133
2016-01-01 | 5.1825
2016-02-01 | 4.9845
2016-03-01 | 4.4155
2016-04-01 | 3.974
2016-05-01 | 3.8475
2016-06-01 | 3.8495
2016-07-01 | 3.8565
2016-08-01 | 3.8975
2016-09-01 | 3.8695
2016-10-01 | 3.903
2016-11-01 | 4.364
2016-12-01 | 4.7715 | 4.243
2017-01-01 | 5.2975
2017-02-01 | 5.0995
2017-03-01 | 4.5305
2017-04-01 | 4.089
2017-05-01 | 3.9625
2017-06-01 | 3.9645
2017-07-01 | 3.9715
2017-08-01 | 4.0125
2017-09-01 | 3.9845
2017-10-01 | 4.018
2017-11-01 | 4.479
2017-12-01 | 4.8865 | 4.358
2018-01-01 | 5.4175
2018-02-01 | 5.2195
2018-03-01 | 4.6505
2018-04-01 | 4.209
2018-05-01 | 4.0825
2018-06-01 | 4.0845
2018-07-01 | 4.0915
2018-08-01 | 4.1325
2018-09-01 | 4.1045
2018-10-01 | 4.138
2018-11-01 | 4.599
2018-12-01 | 5.0065 | 4.478
2019-01-01 | 5.5425
2019-02-01 | 5.3445
2019-03-01 | 4.7755
2019-04-01 | 4.334
2019-05-01 | 4.2075
2019-06-01 | 4.2095
2019-07-01 | 4.2165
2019-08-01 | 4.2575
2019-09-01 | 4.2295
2019-10-01 | 4.263
2019-11-01 | 4.724
2019-12-01 | 5.1315 | 4.603
2020-01-01 | 5.6725
2020-02-01 | 5.4745

## IS
PROJECT NAME: Calpine
INCOME STATEMENT
|  | 0.58333 | 1.5833 | 2.5833 | 3.5833 | 4.5833 | 5.5833 | 6.5833 | 7.5833 | 8.5833 | 9.5833 | 10.5833 | 11.5833 | 12.5833 | 13.5833 | 14.5833 | 15.5833 | 16.5833 | 17.5833 | 18.5833 | 19.5833 | 20.5833 | 21.5833 | 22.5833 | 23.5833 | 24.5833 | 25.5833 | 26.5833 | 27.5833 | 28.5833 | 29.5833 | 30.5833
('000 $) |  | 2001 | 2002 | 2003 | 2004 | 2005 | 2006 | 2007 | 2008 | 2009 | 2010 | 2011 | 2012 | 2013 | 2014 | 2015 | 2016 | 2017 | 2018 | 2019 | 2020 | 2021 | 2022 | 2023 | 2024 | 2025 | 2026 | 2027 | 2028 | 2029 | 2030 | 2031
|  | 2001-12-31 | 2002-12-31 | 2003-12-31 | 2004-12-31 | 2005-12-31 | 2006-12-31 | 2007-12-31 | 2008-12-31 | 2009-12-31 | 2010-12-31 | 2011-12-31 | 2012-12-31 | 2013-12-31 | 2014-12-31 | 2015-12-31 | 2016-12-31 | 2017-12-31 | 2018-12-31 | 2019-12-31 | 2020-12-31 | 2021-12-31 | 2022-12-31 | 2023-12-31 | 2024-12-31 | 2025-12-31 | 2026-12-31 | 2027-12-31 | 2028-12-31 | 2029-12-31 | 2030-12-31 | 2031-12-31
Revenue
Capacity Revenue |  | 6317.5 | 10830 | 10830 | 12121.8775 | 12995.4624 | 13158.4563 | 13319.534 | 13478.4337 | 13882.7867 | 14043.9262 | 14465.2439 | 14628.3067 | 15067.1559 | 15231.7785 | 15392.7181 | 15549.6054 | 15702.0525 | 15849.6518 | 15991.9752 | 16128.5733 | 16258.9746 | 16382.6841 | 16506.3937 | 16630.1033 | 16753.8129 | 16877.5225 | 17001.2321 | 17124.9417 | 17248.6513 | 17372.3609 | 7290.0294
Energy Revenue |  | 9573.8193 | 9445.4535 | 9478.6877 | 9624.4738 | 9799.9112 | 9986.468 | 10179.2021 | 10386.7619 | 10609.1474 | 10846.3586 | 11098.3955 | 11365.2581 | 11646.9464 | 11943.4604 | 12254.8001 | 12580.9655 | 12921.9566 | 13277.7734 | 13648.4159 | 13989.6263 | 14339.3669 | 6523.308 | 6523.308 | 6523.308 | 6523.308 | 6523.308 | 6523.308 | 6523.308 | 6523.308 | 6523.308 | 6523.308
Ancillary Services |  | 0 | 0 | 0 | 0 | 0 | 0 | 0 | 0 | 0 | 0 | 0 | 0 | 0 | 0 | 0 | 0 | 0 | 0 | 0 | 0 | 0 | 0 | 0 | 0 | 0 | 0 | 0 | 0 | 0 | 0 | 0
Total Revenue |  | 15891.3193 | 20275.4535 | 20308.6877 | 21746.3513 | 22795.3736 | 23144.9243 | 23498.736 | 23865.1955 | 24491.934 | 24890.2847 | 25563.6394 | 25993.5648 | 26714.1023 | 27175.2389 | 27647.5181 | 28130.5709 | 28624.0091 | 29127.4252 | 29640.3911 | 30118.1996 | 30598.3415 | 22905.9921 | 23029.7017 | 23153.4113 | 23277.1209 | 23400.8305 | 23524.5401 | 23648.2497 | 23771.9593 | 23895.6689 | 13813.3374
Expense
Fuel |  | 9573.8193 | 9445.4535 | 9478.6877 | 9624.4738 | 9799.9112 | 9986.468 | 10179.2021 | 10386.7619 | 10609.1474 | 10846.3586 | 11098.3955 | 11365.2581 | 11646.9464 | 11943.4604 | 12254.8001 | 12580.9655 | 12921.9566 | 13277.7734 | 13648.4159 | 13989.6263 | 14339.3669 | 6523.308 | 6523.308 | 6523.308 | 6523.308 | 6523.308 | 6523.308 | 6523.308 | 6523.308 | 6523.308 | 6523.308
Fixed Operating Expenses |  | 380.3333 | 671.56 | 691.7068 | 712.458 | 733.8317 | 755.8467 | 778.5221 | 801.8778 | 825.9341 | 850.7121 | 876.2335 | 902.5205 | 929.5961 | 957.484 | 986.2085 | 1015.7948 | 1046.2686 | 1077.6567 | 1109.9864 | 1143.2859 | 1177.5845 | 1212.9121 | 1249.2994 | 1286.7784 | 1325.3818 | 1365.1432 | 1406.0975 | 1448.2804 | 1491.7288 | 1536.4807 | 1582.5751
Variable Operating Expenses |  | 0 | 0 | 0 | 0 | 0 | 0 | 0 | 0 | 0 | 0 | 0 | 0 | 0 | 0 | 0 | 0 | 0 | 0 | 0 | 0 | 0 | 0 | 0 | 0 | 0 | 0 | 0 | 0 | 0 | 0 | 0
Major Maintenance |  | 0 | 0 | 0 | 0 | 0 | 0 | 0 | 0 | 0 | 0 | 0 | 0 | 0 | 0 | 0 | 0 | 0 | 0 | 0 | 0 | 0 | 0 | 0 | 0 | 0 | 0 | 0 | 0 | 0 | 0 | 0
Insurance |  | 65.3333 | 115.36 | 118.8208 | 122.3854 | 126.057 | 129.8387 | 133.7339 | 137.7459 | 141.8782 | 146.1346 | 150.5186 | 155.0342 | 159.6852 | 164.4758 | 169.41 | 174.4924 | 179.7271 | 185.1189 | 190.6725 | 196.3927 | 202.2845 | 208.353 | 214.6036 | 221.0417 | 227.6729 | 234.5031 | 241.5382 | 248.7844 | 256.2479 | 263.9353 | 271.8534
SG&A |  | 105 | 185.4 | 190.962 | 196.6909 | 202.5916 | 208.6693 | 214.9294 | 221.3773 | 228.0186 | 234.8592 | 241.9049 | 249.1621 | 256.637 | 264.3361 | 272.2662 | 280.4341 | 288.8472 | 297.5126 | 306.438 | 315.6311 | 325.1 | 334.853 | 344.8986 | 355.2456 | 365.9029 | 376.88 | 388.1864 | 399.832 | 411.827 | 424.1818 | 436.9072
Start Charge |  | 48 | 49.44 | 50.9232 | 52.4509 | 54.0244 | 55.6452 | 57.3145 | 59.0339 | 60.805 | 62.6291 | 64.508 | 66.4432 | 68.4365 | 70.4896 | 72.6043 | 74.7824 | 77.0259 | 79.3367 | 81.7168 | 84.1683 | 86.6933 | 89.2941 | 91.973 | 94.7322 | 97.5741 | 100.5013 | 103.5164 | 106.6219 | 109.8205 | 113.1151 | 116.5086
Property Tax |  | 0 | 0 | 0 | 0 | 0 | 0 | 0 | 0 | 0 | 0 | 0 | 0 | 0 | 0 | 0 | 0 | 0 | 0 | 0 | 0 | 0 | 0 | 0 | 0 | 0 | 0 | 0 | 0 | 0 | 0 | 0
Franchise Tax |  | 0 | 0 | 0 | 0 | 0 | 0 | 0 | 0 | 0 | 0 | 0 | 0 | 0 | 0 | 0 | 0 | 0 | 0 | 0 | 0 | 0 | 0 | 0 | 0 | 0 | 0 | 0 | 0 | 0 | 0 | 0
Gross Receipts Tax |  | 0 | 0 | 0 | 0 | 0 | 0 | 0 | 0 | 0 | 0 | 0 | 0 | 0 | 0 | 0 | 0 | 0 | 0 | 0 | 0 | 0 | 0 | 0 | 0 | 0 | 0 | 0 | 0 | 0 | 0 | 0
Debt Service Reserve LOC Fee |  | 47.001 | 80.5732 | 80.5732 | 80.5732 | 80.5732 | 80.5732 | 80.5732 | 80.5732 | 80.5732 | 80.5732 | 80.5732 | 80.5732 | 80.5732 | 80.5732 | 80.5732 | 80.5732 | 33.5722 | 0 | 0 | 0 | 0 | 0 | 0 | 0 | 0 | 0 | 0 | 0 | 0 | 0 | 0
Marketing Fee |  | 0 | 0 | 0 | 0 | 0 | 0 | 0 | 0 | 0 | 0 | 0 | 0 | 0 | 0 | 0 | 0 | 0 | 0 | 0 | 0 | 0 | 0 | 0 | 0 | 0 | 0 | 0 | 0 | 0 | 0 | 0
Administrative Fee |  | 0 | 0 | 0 | 0 | 0 | 0 | 0 | 0 | 0 | 0 | 0 | 0 | 0 | 0 | 0 | 0 | 0 | 0 | 0 | 0 | 0 | 0 | 0 | 0 | 0 | 0 | 0 | 0 | 0 | 0 | 0
O&M Fees |  | 116.6667 | 206 | 212.18 | 218.5454 | 225.1018 | 231.8548 | 238.8105 | 245.9748 | 253.354 | 260.9546 | 268.7833 | 276.8468 | 285.1522 | 293.7067 | 302.5179 | 311.5935 | 320.9413 | 330.5695 | 340.4866 | 350.7012 | 361.2222 | 372.0589 | 383.2207 | 394.7173 | 406.5588 | 418.7556 | 431.3183 | 444.2578 | 457.5855 | 471.3131 | 485.4525
Total Expense |  | 10336.1537 | 10753.7867 | 10823.8538 | 11007.5776 | 11222.091 | 11448.8959 | 11683.0856 | 11933.3447 | 12199.7105 | 12482.2214 | 12780.917 | 13095.8381 | 13427.0266 | 13774.5258 | 14138.3803 | 14518.6359 | 14868.3388 | 15247.9678 | 15677.7161 | 16079.8055 | 16492.2515 | 8740.7791 | 8807.3033 | 8875.8231 | 8946.3986 | 9019.0913 | 9093.9648 | 9171.0845 | 9250.5178 | 9332.3341 | 9416.6049
EBITDA |  | 5555.1656 | 9521.6668 | 9484.834 | 10738.7737 | 11573.2826 | 11696.0284 | 11815.6504 | 11931.8508 | 12292.2235 | 12408.0633 | 12782.7224 | 12897.7267 | 13287.0757 | 13400.7131 | 13509.1379 | 13611.935 | 13755.6703 | 13879.4574 | 13962.675 | 14038.3941 | 14106.09 | 14165.213 | 14222.3985 | 14277.5882 | 14330.7223 | 14381.7392 | 14430.5753 | 14477.1652 | 14521.4415 | 14563.3348 | 4396.7325
Depreciation & Amortization |  | 2340.83 | 4012.8514 | 4012.8514 | 4012.8514 | 4012.8514 | 3408.518 | 2976.8514 | 2976.8514 | 2976.8514 | 2976.8514 | 2976.8514 | 2976.8514 | 2976.8514 | 2976.8514 | 2976.8514 | 2976.8514 | 2976.8514 | 2976.8514 | 2976.8514 | 2976.8514 | 2976.8514 | 2976.8514 | 2976.8514 | 2976.8514 | 2976.8514 | 2976.8514 | 2976.8514 | 2976.8514 | 2976.8514 | 2976.8514 | 1240.3547
EBIT |  | 3214.3356 | 5508.8154 | 5471.9826 | 6725.9223 | 7560.4313 | 8287.5103 | 8838.799 | 8954.9994 | 9315.3721 | 9431.2119 | 9805.871 | 9920.8753 | 10310.2243 | 10423.8617 | 10532.2865 | 10635.0836 | 10778.8189 | 10902.606 | 10985.8236 | 11061.5427 | 11129.2386 | 11188.3616 | 11245.5471 | 11300.7368 | 11353.871 | 11404.8878 | 11453.7239 | 11500.3138 | 11544.5901 | 11586.4834 | 3156.3777
Interest Expense |  | 3636.0571 | 6174.7939 | 6083.8577 | 5958.7464 | 5764.9092 | 5518.2179 | 5238.7196 | 4930.2981 | 4582.9682 | 4194.3031 | 3759.5117 | 3275.6944 | 2736.1608 | 2139.2852 | 1485.5384 | 773.874 | 99.0789 | 0 | 0 | 0 | 0 | 0 | 0 | 0 | 0 | 0 | 0 | 0 | 0 | 0 | 0
Pretax Book Income |  | -421.7215 | -665.9785 | -611.8751 | 767.1759 | 1795.522 | 2769.2924 | 3600.0794 | 4024.7013 | 4732.404 | 5236.9088 | 6046.3593 | 6645.181 | 7574.0635 | 8284.5765 | 9046.7481 | 9861.2097 | 10679.74 | 10902.606 | 10985.8236 | 11061.5427 | 11129.2386 | 11188.3616 | 11245.5471 | 11300.7368 | 11353.871 | 11404.8878 | 11453.7239 | 11500.3138 | 11544.5901 | 11586.4834 | 3156.3777
Book State Tax Benefit / (Expense) | 7% | 29.5205 | 46.6185 | 42.8313 | -53.7023 | -125.6865 | -193.8505 | -252.0056 | -281.7291 | -331.2683 | -366.5836 | -423.2452 | -465.1627 | -530.1844 | -579.9204 | -633.2724 | -690.2847 | -747.5818 | -763.1824 | -769.0077 | -774.308 | -779.0467 | -783.1853 | -787.1883 | -791.0516 | -794.771 | -798.3421 | -801.7607 | -805.022 | -808.1213 | -811.0538 | -220.9464
Shareholder Fed. Tax Benefit / (Expense) | 35% | 137.2703 | 216.776 | 199.1653 | -249.7157 | -584.4424 | -901.4047 | -1171.8258 | -1310.0403 | -1540.3975 | -1704.6138 | -1968.09 | -2163.0064 | -2465.3577 | -2696.6297 | -2944.7165 | -3209.8237 | -3476.2554 | -3548.7983 | -3575.8856 | -3600.5322 | -3622.5672 | -3641.8117 | -3660.4256 | -3678.3898 | -3695.685 | -3712.291 | -3728.1871 | -3743.3521 | -3757.7641 | -3771.4003 | -1027.401
Net Income |  | -254.9306 | -402.584 | -369.8785 | 463.7578 | 1085.3931 | 1674.0373 | 2176.248 | 2432.932 | 2860.7382 | 3165.7114 | 3655.0242 | 4017.0119 | 4578.5214 | 5008.0265 | 5468.7592 | 5961.1012 | 6455.9028 | 6590.6254 | 6640.9304 | 6686.7026 | 6727.6247 | 6763.3646 | 6797.9332 | 6831.2954 | 6863.415 | 6894.2547 | 6923.7761 | 6951.9397 | 6978.7047 | 7004.0292 | 1908.0303

## BS (hidden)
PROJECT NAME: Calpine
BALANCE SHEET
| 0 | 0.58333 | 1.5833 | 2.5833 | 3.5833 | 4.5833 | 5.5833 | 6.5833 | 7.5833 | 8.5833 | 9.5833 | 10.5833 | 11.5833 | 12.5833 | 13.5833 | 14.5833 | 15.5833 | 16.5833 | 17.5833 | 18.5833 | 19.5833 | 20.5833 | 21.5833 | 22.5833 | 23.5833 | 24.5833 | 25.5833 | 26.5833 | 27.5833 | 28.5833 | 29.5833 | 30.5833
('000 $) | Close | 2001 | 2002 | 2003 | 2004 | 2005 | 2006 | 2007 | 2008 | 2009 | 2010 | 2011 | 2012 | 2013 | 2014 | 2015 | 2016 | 2017 | 2018 | 2019 | 2020 | 2021 | 2022 | 2023 | 2024 | 2025 | 2026 | 2027 | 2028 | 2029 | 2030 | 2031
|  | 2001-12-31 01:30 | 2002-12-31 07:30 | 2003-12-31 13:30 | 2004-12-30 19:30 | 2005-12-31 01:30 | 2006-12-31 07:30 | 2007-12-31 13:30 | 2008-12-30 19:30 | 2009-12-31 01:30 | 2010-12-31 07:30 | 2011-12-31 13:30 | 2012-12-30 19:30 | 2013-12-31 01:30 | 2014-12-31 07:30 | 2015-12-31 13:30 | 2016-12-30 19:30 | 2017-12-31 01:30 | 2018-12-31 07:30 | 2019-12-31 13:30 | 2020-12-30 19:30 | 2021-12-31 01:30 | 2022-12-31 07:30 | 2023-12-31 13:30 | 2024-12-30 19:30 | 2025-12-31 01:30 | 2026-12-31 07:30 | 2027-12-31 13:30 | 2028-12-30 19:30 | 2029-12-31 01:30 | 2030-12-31 07:30 | 2031-12-31 13:30
Assets
Cash | 0 | 0 | 0 | 0 | 0 | 0 | 0 | 0 | 0 | 0 | 0 | 0 | 0 | 0 | 0 | 0 | 0 | 0 | 0 | 0 | 0 | 0 | 0 | 0 | 0 | 0 | 0 | 0 | 0 | 0 | 0 | 0
Accounts Receivable | 0 | 0 | 0 | 0 | 0 | 0 | 0 | 0 | 0 | 0 | 0 | 0 | 0 | 0 | 0 | 0 | 0 | 0 | 0 | 0 | 0 | 0 | 0 | 0 | 0 | 0 | 0 | 0 | 0 | 0 | 0 | 0
Inventories | 0 | 0 | 0 | 0 | 0 | 0 | 0 | 0 | 0 | 0 | 0 | 0 | 0 | 0 | 0 | 0 | 0 | 0 | 0 | 0 | 0 | 0 | 0 | 0 | 0 | 0 | 0 | 0 | 0 | 0 | 0 | 0
Other Current Assets | 0 | 0 | 0 | 0 | 0 | 0 | 0 | 0 | 0 | 0 | 0 | 0 | 0 | 0 | 0 | 0 | 0 | 0 | 0 | 0 | 0 | 0 | 0 | 0 | 0 | 0 | 0 | 0 | 0 | 0 | 0 | 0
Debt Service Reserve | 0 | 0 | 0 | 0 | 0 | 0 | 0 | 0 | 0 | 0 | 0 | 0 | 0 | 0 | 0 | 0 | 0 | 0 | 0 | 0 | 0 | 0 | 0 | 0 | 0 | 0 | 0 | 0 | 0 | 0 | 0 | 0
Total Current Assets |  | 0 | 0 | 0 | 0 | 0 | 0 | 0 | 0 | 0 | 0 | 0 | 0 | 0 | 0 | 0 | 0 | 0 | 0 | 0 | 0 | 0 | 0 | 0 | 0 | 0 | 0 | 0 | 0 | 0 | 0 | 0
Gross PP&E | 103384.3791 | 104408.3791 | 104408.3791 | 104408.3791 | 104408.3791 | 104408.3791 | 104408.3791 | 104408.3791 | 104408.3791 | 104408.3791 | 104408.3791 | 104408.3791 | 104408.3791 | 104408.3791 | 104408.3791 | 104408.3791 | 104408.3791 | 104408.3791 | 104408.3791 | 104408.3791 | 104408.3791 | 104408.3791 | 104408.3791 | 104408.3791 | 104408.3791 | 104408.3791 | 104408.3791 | 104408.3791 | 104408.3791 | 104408.3791 | 104408.3791 | 104408.3791
Accumulated Depreciation | 0 | 2340.83 | 6353.6813 | 10366.5327 | 14379.3841 | 18392.2355 | 21800.7535 | 24777.6049 | 27754.4563 | 30731.3076 | 33708.159 | 36685.0104 | 39661.8618 | 42638.7131 | 45615.5645 | 48592.4159 | 51569.2673 | 54546.1186 | 57522.97 | 60499.8214 | 63476.6727 | 66453.5241 | 69430.3755 | 72407.2269 | 75384.0782 | 78360.9296 | 81337.781 | 84314.6324 | 87291.4837 | 90268.3351 | 93245.1865 | 94485.5412
Net PP&E | 103384.3791 | 102067.5492 | 98054.6978 | 94041.8464 | 90028.9951 | 86016.1437 | 82607.6256 | 79630.7743 | 76653.9229 | 73677.0715 | 70700.2201 | 67723.3688 | 64746.5174 | 61769.666 | 58792.8146 | 55815.9633 | 52839.1119 | 49862.2605 | 46885.4091 | 43908.5578 | 40931.7064 | 37954.855 | 34978.0036 | 32001.1523 | 29024.3009 | 26047.4495 | 23070.5982 | 20093.7468 | 17116.8954 | 14140.044 | 11163.1927 | 9922.8379
Land | 0 | 0 | 0 | 0 | 0 | 0 | 0 | 0 | 0 | 0 | 0 | 0 | 0 | 0 | 0 | 0 | 0 | 0 | 0 | 0 | 0 | 0 | 0 | 0 | 0 | 0 | 0 | 0 | 0 | 0 | 0 | 0
Other Assets | 0 | 0 | 0 | 0 | 0 | 0 | 0 | 0 | 0 | 0 | 0 | 0 | 0 | 0 | 0 | 0 | 0 | 0 | 0 | 0 | 0 | 0 | 0 | 0 | 0 | 0 | 0 | 0 | 0 | 0 | 0 | 0
Total Assets | 103384.3791 | 102067.5492 | 98054.6978 | 94041.8464 | 90028.9951 | 86016.1437 | 82607.6256 | 79630.7743 | 76653.9229 | 73677.0715 | 70700.2201 | 67723.3688 | 64746.5174 | 61769.666 | 58792.8146 | 55815.9633 | 52839.1119 | 49862.2605 | 46885.4091 | 43908.5578 | 40931.7064 | 37954.855 | 34978.0036 | 32001.1523 | 29024.3009 | 26047.4495 | 23070.5982 | 20093.7468 | 17116.8954 | 14140.044 | 11163.1927 | 9922.8379
Liabilities
Accounts Payable | 0 | 0 | 0 | 0 | 0 | 0 | 0 | 0 | 0 | 0 | 0 | 0 | 0 | 0 | 0 | 0 | 0 | 0 | 0 | 0 | 0 | 0 | 0 | 0 | 0 | 0 | 0 | 0 | 0 | 0 | 0 | 0
Accrued Expenses | 0 | 0 | 0 | 0 | 0 | 0 | 0 | 0 | 0 | 0 | 0 | 0 | 0 | 0 | 0 | 0 | 0 | 0 | 0 | 0 | 0 | 0 | 0 | 0 | 0 | 0 | 0 | 0 | 0 | 0 | 0 | 0
Deferred Tax Liability | 0 | #REF! | #REF! | #REF! | #REF! | #REF! | #REF! | #REF! | #REF! | #REF! | #REF! | #REF! | #REF! | #REF! | #REF! | #REF! | #REF! | #REF! | #REF! | #REF! | #REF! | #REF! | #REF! | #REF! | #REF! | #REF! | #REF! | #REF! | #REF! | #REF! | #REF! | #REF!
Working Capital Revolver | 0 | 0 | 0 | 0 | 0 | 0 | 0 | 0 | 0 | 0 | 0 | 0 | 0 | 0 | 0 | 0 | 0 | 0 | 0 | 0 | 0 | 0 | 0 | 0 | 0 | 0 | 0 | 0 | 0 | 0 | 0 | 0
Long Term Debt | 79784.7107 | #REF! | #REF! | #REF! | #REF! | #REF! | #REF! | #REF! | #REF! | #REF! | #REF! | #REF! | #REF! | #REF! | #REF! | #REF! | #REF! | #REF! | #REF! | #REF! | #REF! | #REF! | #REF! | #REF! | #REF! | #REF! | #REF! | #REF! | #REF! | #REF! | #REF! | #REF!
Other Non-Current Liabilities | 0 | 0 | 0 | 0 | 0 | 0 | 0 | 0 | 0 | 0 | 0 | 0 | 0 | 0 | 0 | 0 | 0 | 0 | 0 | 0 | 0 | 0 | 0 | 0 | 0 | 0 | 0 | 0 | 0 | 0 | 0 | 0
Total Long-term Liabilities | 79784.7107 | #REF! | #REF! | #REF! | #REF! | #REF! | #REF! | #REF! | #REF! | #REF! | #REF! | #REF! | #REF! | #REF! | #REF! | #REF! | #REF! | #REF! | #REF! | #REF! | #REF! | #REF! | #REF! | #REF! | #REF! | #REF! | #REF! | #REF! | #REF! | #REF! | #REF! | #REF!
Stockholders' Equity
Paid-In-Capital | 23599.6685 | 23599.6685 | 23599.6685 | 23599.6685 | 23599.6685 | 23599.6685 | 23599.6685 | 23599.6685 | 23599.6685 | 23599.6685 | 23599.6685 | 23599.6685 | 23599.6685 | 23599.6685 | 23599.6685 | 23599.6685 | 23599.6685 | 23599.6685 | 23599.6685 | 23599.6685 | 23599.6685 | 23599.6685 | 23599.6685 | 23599.6685 | 23599.6685 | 23599.6685 | 23599.6685 | 23599.6685 | 23599.6685 | 23599.6685 | 23599.6685 | 23599.6685
Retained earnings | #REF! | #REF! | #REF! | #REF! | #REF! | #REF! | #REF! | #REF! | #REF! | #REF! | #REF! | #REF! | #REF! | #REF! | #REF! | #REF! | #REF! | #REF! | #REF! | #REF! | #REF! | #REF! | #REF! | #REF! | #REF! | #REF! | #REF! | #REF! | #REF! | #REF! | #REF! | #REF!
Total stockholders' equity | #REF! | #REF! | #REF! | #REF! | #REF! | #REF! | #REF! | #REF! | #REF! | #REF! | #REF! | #REF! | #REF! | #REF! | #REF! | #REF! | #REF! | #REF! | #REF! | #REF! | #REF! | #REF! | #REF! | #REF! | #REF! | #REF! | #REF! | #REF! | #REF! | #REF! | #REF! | #REF!
Total Liabilities & Equity | #REF! | #REF! | #REF! | #REF! | #REF! | #REF! | #REF! | #REF! | #REF! | #REF! | #REF! | #REF! | #REF! | #REF! | #REF! | #REF! | #REF! | #REF! | #REF! | #REF! | #REF! | #REF! | #REF! | #REF! | #REF! | #REF! | #REF! | #REF! | #REF! | #REF! | #REF! | #REF!
Proof | #REF! | #REF! | #REF! | #REF! | #REF! | #REF! | #REF! | #REF! | #REF! | #REF! | #REF! | #REF! | #REF! | #REF! | #REF! | #REF! | #REF! | #REF! | #REF! | #REF! | #REF! | #REF! | #REF! | #REF! | #REF! | #REF! | #REF! | #REF! | #REF! | #REF! | #REF! | #REF!

## Returns Analysis
PROJECT NAME: Calpine
RETURNS ANALYSIS
| 0 | 0.58333 | 1.5833 | 2.5833 | 3.5833 | 4.5833 | 5.5833 | 6.5833 | 7.5833 | 8.5833 | 9.5833 | 10.5833 | 11.5833 | 12.5833 | 13.5833 | 14.5833 | 15.5833 | 16.5833 | 17.5833 | 18.5833 | 19.5833 | 20.5833 | 21.5833 | 22.5833 | 23.5833 | 24.5833 | 25.5833 | 26.5833 | 27.5833 | 28.5833 | 29.5833 | 30.5833
('000 $) | Close | 2001 | 2002 | 2003 | 2004 | 2005 | 2006 | 2007 | 2008 | 2009 | 2010 | 2011 | 2012 | 2013 | 2014 | 2015 | 2016 | 2017 | 2018 | 2019 | 2020 | 2021 | 2022 | 2023 | 2024 | 2025 | 2026 | 2027 | 2028 | 2029 | 2030 | 2031
| 2000-04-01 | 2001-12-31 01:30 | 2002-12-31 07:30 | 2003-12-31 13:30 | 2004-12-30 19:30 | 2005-12-31 01:30 | 2006-12-31 07:30 | 2007-12-31 13:30 | 2008-12-30 19:30 | 2009-12-31 01:30 | 2010-12-31 07:30 | 2011-12-31 13:30 | 2012-12-30 19:30 | 2013-12-31 01:30 | 2014-12-31 07:30 | 2015-12-31 13:30 | 2016-12-30 19:30 | 2017-12-31 01:30 | 2018-12-31 07:30 | 2019-12-31 13:30 | 2020-12-30 19:30 | 2021-12-31 01:30 | 2022-12-31 07:30 | 2023-12-31 13:30 | 2024-12-30 19:30 | 2025-12-31 01:30 | 2026-12-31 07:30 | 2027-12-31 13:30 | 2028-12-30 19:30 | 2029-12-31 01:30 | 2030-12-31 07:30 | 2031-12-31 13:30
EBITDA | 0 | 5555.1656 | 9521.6668 | 9484.834 | 10738.7737 | 11573.2826 | 11696.0284 | 11815.6504 | 11931.8508 | 12292.2235 | 12408.0633 | 12782.7224 | 12897.7267 | 13287.0757 | 13400.7131 | 13509.1379 | 13611.935 | 13755.6703 | 13879.4574 | 13962.675 | 14038.3941 | 14106.09 | 14165.213 | 14222.3985 | 14277.5882 | 14330.7223 | 14381.7392 | 14430.5753 | 14477.1652 | 14521.4415 | 14563.3348 | 4396.7325
Less Interest Payments | 0 | -2086.6569 | -6195.7561 | -6107.203 | -6002.2521 | -5817.8872 | -5584.3764 | -5312.0032 | -5014.5152 | -4671.6391 | -4296.3242 | -3874.4259 | -3404.6657 | -2875.8985 | -2295.2837 | -1655.6707 | -959.5697 | -197.8871 | 0 | 0 | 0 | 0 | 0 | 0 | 0 | 0 | 0 | 0 | 0 | 0 | 0 | 0
Pre-Tax Cashflow | 0 | 3468.5087 | 3325.9107 | 3377.631 | 4736.5216 | 5755.3955 | 6111.652 | 6503.6472 | 6917.3355 | 7620.5844 | 8111.7391 | 8908.2965 | 9493.061 | 10411.1772 | 11105.4294 | 11853.4672 | 12652.3653 | 13557.7832 | 13879.4574 | 13962.675 | 14038.3941 | 14106.09 | 14165.213 | 14222.3985 | 14277.5882 | 14330.7223 | 14381.7392 | 14430.5753 | 14477.1652 | 14521.4415 | 14563.3348 | 4396.7325
Less Cash Taxes | 0 | 0 | 0 | 0 | 0 | 0 | 0 | 0 | 0 | 0 | 0 | 0 | 0 | 0 | -221.6911 | -2280.2522 | -3919.7308 | -5401.1819 | -5489.3254 | -5522.238 | -5552.1849 | -5578.9586 | -5602.3417 | -5624.9586 | -5646.7861 | -5667.8007 | -5687.9779 | -5707.2925 | -5725.7188 | -5743.2301 | -5759.7989 | -1738.9077
Less Principal Payments | 0 | -360.9062 | -1128.1712 | -1195.8869 | -2023.4885 | -2918.9681 | -3389.0282 | -3754.0175 | -4147.7987 | -4708.5526 | -5226.124 | -5886.5851 | -6501.3652 | -7263.501 | -7991.1637 | -8715.18 | -9498.5675 | -5075.4062 | 0 | 0 | 0 | 0 | 0 | 0 | 0 | 0 | 0 | 0 | 0 | 0 | 0 | 0
Less Capex | 0 | 0 | 0 | 0 | 0 | 0 | 0 | 0 | 0 | 0 | 0 | 0 | 0 | 0 | 0 | 0 | 0 | 0 | 0 | 0 | 0 | 0 | 0 | 0 | 0 | 0 | 0 | 0 | 0 | 0 | 0 | 0
Cashflow to Equity | 0 | 3107.6026 | 2197.7395 | 2181.744 | 2713.0331 | 2836.4274 | 2722.6238 | 2749.6298 | 2769.5368 | 2912.0317 | 2885.6151 | 3021.7114 | 2991.6958 | 3147.6762 | 2892.5746 | 858.035 | -765.9331 | 3081.1951 | 8390.132 | 8440.437 | 8486.2092 | 8527.1314 | 8562.8713 | 8597.4399 | 8630.8021 | 8662.9217 | 8693.7614 | 8723.2828 | 8751.4464 | 8778.2114 | 8803.5359 | 2657.8248
Distribution to Equity | 2000-04-01: 100%
| 0 | 3107.6026 | 2197.7395 | 2181.744 | 2713.0331 | 2836.4274 | 2722.6238 | 2749.6298 | 2769.5368 | 2912.0317 | 2885.6151 | 3021.7114 | 2991.6958 | 3147.6762 | 2892.5746 | 858.035 | -765.9331 | 3081.1951 | 8390.132 | 8440.437 | 8486.2092 | 8527.1314 | 8562.8713 | 8597.4399 | 8630.8021 | 8662.9217 | 8693.7614 | 8723.2828 | 8751.4464 | 8778.2114 | 8803.5359 | 2657.8248
Equity RROR | 2000-04-01: 14%
Beginning Balance | -23599.6685 | -23599.6685 | -23599.6685 | -23599.6685 | -23599.6685 | -23599.6685 | -23599.6685 | -23599.6685 | -23599.6685 | -23599.6685 | -23599.6685 | -23599.6685 | -23599.6685 | -23599.6685 | -23599.6685 | -23599.6685 | -23599.6685 | -23599.6685 | -23599.6685 | -18513.49 | -12664.9416 | -5951.8242 | 1742.0518 | 10548.8103 | 20623.0836 | 32141.1174 | 45303.7955 | 60340.0882 | 77510.9834 | 97113.9674 | 119488.1342 | 145020.0089
RROR Target Coupon | 0 | 3303.9536 | 3303.9536 | 3303.9536 | 3303.9536 | 3303.9536 | 3303.9536 | 3303.9536 | 3303.9536 | 3303.9536 | 3303.9536 | 3303.9536 | 3303.9536 | 3303.9536 | 3303.9536 | 3303.9536 | 3303.9536 | 3303.9536 | 3303.9536 | 2591.8886 | 1773.0918 | 833.2554 | -243.8873 | -1476.8334 | -2887.2317 | -4499.7564 | -6342.5314 | -8447.6124 | -10851.5377 | -13595.9554 | -16728.3388 | -20302.8012
Actual Cash Flow | 0 | 3107.6026 | 2197.7395 | 2181.744 | 2713.0331 | 2836.4274 | 2722.6238 | 2749.6298 | 2769.5368 | 2912.0317 | 2885.6151 | 3021.7114 | 2991.6958 | 3147.6762 | 2892.5746 | 858.035 | -765.9331 | 3081.1951 | 8390.132 | 8440.437 | 8486.2092 | 8527.1314 | 8562.8713 | 8597.4399 | 8630.8021 | 8662.9217 | 8693.7614 | 8723.2828 | 8751.4464 | 8778.2114 | 8803.5359 | 2657.8248
Equity Paydown | 0 | 0 | 0 | 0 | 0 | 0 | 0 | 0 | 0 | 0 | 0 | 0 | 0 | 0 | 0 | 0 | 0 | 0 | 5086.1784 | 5848.5484 | 6713.1174 | 7693.876 | 8806.7585 | 10074.2733 | 11518.0338 | 13162.6781 | 15036.2927 | 17170.8951 | 19602.984 | 22374.1668 | 25531.8747 | 22960.626
Ending Balance | -23599.6685 | -23599.6685 | -23599.6685 | -23599.6685 | -23599.6685 | -23599.6685 | -23599.6685 | -23599.6685 | -23599.6685 | -23599.6685 | -23599.6685 | -23599.6685 | -23599.6685 | -23599.6685 | -23599.6685 | -23599.6685 | -23599.6685 | -23599.6685 | -18513.49 | -12664.9416 | -5951.8242 | 1742.0518 | 10548.8103 | 20623.0836 | 32141.1174 | 45303.7955 | 60340.0882 | 77510.9834 | 97113.9674 | 119488.1342 | 145020.0089 | 167980.6349
ENRON'S RETURNS ANALYSIS
Zero Residual Value
Equity Return | 2000-04-01: -11799.8342
Actual Cash Flow | 0 | 1553.8013 | 1098.8698 | 1090.872 | 1356.5166 | 1418.2137 | 1361.3119 | 1374.8149 | 1384.7684 | 1456.0159 | 1442.8075 | 1510.8557 | 1495.8479 | 1573.8381 | 1446.2873 | 429.0175 | -382.9665 | 1540.5975 | 4195.066 | 4220.2185 | 4243.1046 | 4263.5657 | 4281.4356 | 4298.7199 | 4315.401 | 4331.4608 | 4346.8807 | 4361.6414 | 4375.7232 | 4389.1057 | 4401.7679 | 1328.9124
Total Cash Flow | -11799.8342 | 1553.8013 | 1098.8698 | 1090.872 | 1356.5166 | 1418.2137 | 1361.3119 | 1374.8149 | 1384.7684 | 1456.0159 | 1442.8075 | 1510.8557 | 1495.8479 | 1573.8381 | 1446.2873 | 429.0175 | -382.9665 | 1540.5975 | 4195.066 | 4220.2185 | 4243.1046 | 4263.5657 | 4281.4356 | 4298.7199 | 4315.401 | 4331.4608 | 4346.8807 | 4361.6414 | 4375.7232 | 4389.1057 | 4401.7679 | 1328.9124
| IRR | 12.34%
With 5x EBITDA Exit Multiple
Equity Return | 2000-04-01: -11799.8342
Actual Cash Flow | 0 | 1553.8013 | 1098.8698 | 1090.872 | 1356.5166 | 1418.2137 | 1361.3119 | 1374.8149 | 1384.7684 | 1456.0159 | 1442.8075 | 1510.8557 | 1495.8479 | 1573.8381 | 1446.2873 | 429.0175 | -382.9665 | 1540.5975 | 4195.066 | 4220.2185 | 4243.1046 | 4263.5657 | 4281.4356 | 4298.7199 | 4315.401 | 4331.4608 | 4346.8807 | 4361.6414 | 4375.7232 | 4389.1057 | 4401.7679 | 1328.9124
Residual Value | 0 | 0 | 0 | 0 | 0 | 0 | 0 | 0 | 0 | 0 | 0 | 0 | 0 | 0 | 0 | 0 | 0 | 0 | 0 | 0 | 0 | 0 | 0 | 0 | 0 | 0 | 0 | 0 | 0 | 0 | 0 | 36408.3369
Total Cash Flow | -11799.8342 | 1553.8013 | 1098.8698 | 1090.872 | 1356.5166 | 1418.2137 | 1361.3119 | 1374.8149 | 1384.7684 | 1456.0159 | 1442.8075 | 1510.8557 | 1495.8479 | 1573.8381 | 1446.2873 | 429.0175 | -382.9665 | 1540.5975 | 4195.066 | 4220.2185 | 4243.1046 | 4263.5657 | 4281.4356 | 4298.7199 | 4315.401 | 4331.4608 | 4346.8807 | 4361.6414 | 4375.7232 | 4389.1057 | 4401.7679 | 37737.2493
| IRR | 12.99%
With 20% Initial Project Cost
Equity Return | 2000-04-01: -11799.8342
Actual Cash Flow | 0 | 1553.8013 | 1098.8698 | 1090.872 | 1356.5166 | 1418.2137 | 1361.3119 | 1374.8149 | 1384.7684 | 1456.0159 | 1442.8075 | 1510.8557 | 1495.8479 | 1573.8381 | 1446.2873 | 429.0175 | -382.9665 | 1540.5975 | 4195.066 | 4220.2185 | 4243.1046 | 4263.5657 | 4281.4356 | 4298.7199 | 4315.401 | 4331.4608 | 4346.8807 | 4361.6414 | 4375.7232 | 4389.1057 | 4401.7679 | 1328.9124
Residual Value | 0 | 0 | 0 | 0 | 0 | 0 | 0 | 0 | 0 | 0 | 0 | 0 | 0 | 0 | 0 | 0 | 0 | 0 | 0 | 0 | 0 | 0 | 0 | 0 | 0 | 0 | 0 | 0 | 0 | 0 | 0 | 10338.4379
Total Cash Flow | -11799.8342 | 1553.8013 | 1098.8698 | 1090.872 | 1356.5166 | 1418.2137 | 1361.3119 | 1374.8149 | 1384.7684 | 1456.0159 | 1442.8075 | 1510.8557 | 1495.8479 | 1573.8381 | 1446.2873 | 429.0175 | -382.9665 | 1540.5975 | 4195.066 | 4220.2185 | 4243.1046 | 4263.5657 | 4281.4356 | 4298.7199 | 4315.401 | 4331.4608 | 4346.8807 | 4361.6414 | 4375.7232 | 4389.1057 | 4401.7679 | 11667.3503
| IRR | 12.54%
With $200/kW
Equity Return | 2000-04-01: -11799.8342
Actual Cash Flow | 0 | 1553.8013 | 1098.8698 | 1090.872 | 1356.5166 | 1418.2137 | 1361.3119 | 1374.8149 | 1384.7684 | 1456.0159 | 1442.8075 | 1510.8557 | 1495.8479 | 1573.8381 | 1446.2873 | 429.0175 | -382.9665 | 1540.5975 | 4195.066 | 4220.2185 | 4243.1046 | 4263.5657 | 4281.4356 | 4298.7199 | 4315.401 | 4331.4608 | 4346.8807 | 4361.6414 | 4375.7232 | 4389.1057 | 4401.7679 | 1328.9124
Residual Value | 0 | 0 | 0 | 0 | 0 | 0 | 0 | 0 | 0 | 0 | 0 | 0 | 0 | 0 | 0 | 0 | 0 | 0 | 0 | 0 | 0 | 0 | 0 | 0 | 0 | 0 | 0 | 0 | 0 | 0 | 0 | 19000
Total Cash Flow | -11799.8342 | 1553.8013 | 1098.8698 | 1090.872 | 1356.5166 | 1418.2137 | 1361.3119 | 1374.8149 | 1384.7684 | 1456.0159 | 1442.8075 | 1510.8557 | 1495.8479 | 1573.8381 | 1446.2873 | 429.0175 | -382.9665 | 1540.5975 | 4195.066 | 4220.2185 | 4243.1046 | 4263.5657 | 4281.4356 | 4298.7199 | 4315.401 | 4331.4608 | 4346.8807 | 4361.6414 | 4375.7232 | 4389.1057 | 4401.7679 | 20328.9124
| IRR | 12.7%

## Debt
PROJECT NAME: Calpine
DEBT ISSUANCE | (This page is set up to solve for Debt Principal given DSCR, by using the Goal Seek Button)
('000 $) | 2001 | 2002 | 2003 | 2004 | 2005 | 2006 | 2007 | 2008 | 2009 | 2010 | 2011 | 2012 | 2013 | 2014 | 2015 | 2016 | 2017 | 2018 | 2019 | 2020 | 2021 | 2022 | 2023 | 2024 | 2025 | 2026 | 2027 | 2028 | 2029 | 2030 | 2031
| 2001-12-31 | 2002-12-31 | 2003-12-31 | 2004-12-31 | 2005-12-31 | 2006-12-31 | 2007-12-31 | 2008-12-31 | 2009-12-31 | 2010-12-31 | 2011-12-31 | 2012-12-31 | 2013-12-31 | 2014-12-31 | 2015-12-31 | 2016-12-31 | 2017-12-31 | 2018-12-31 | 2019-12-31 | 2020-12-31 | 2021-12-31 | 2022-12-31 | 2023-12-31 | 2024-12-31 | 2025-12-31 | 2026-12-31 | 2027-12-31 | 2028-12-31 | 2029-12-31 | 2030-12-31 | 2031-12-31
EBITDA by Debt Fiscal Year | 3181.832 | 9521.1054 | 9494.0169 | 10433.4627 | 11357.9119 | 11665.426 | 11785.8268 | 11911.0081 | 12194.2493 | 12379.1827 | 12689.3142 | 12877.8402 | 13181.2193 | 13372.3816 | 13482.106 | 13595.5784 | 13710.5626 | 13848.5954 | 13941.9276 | 14029.079 | 14079.6496 | 14150.4727 | 14208.1413 | 14273.5543 | 14307.7495 | 14369.0199 | 14418.3997 | 14475.4113 | 14500.5411 | 14552.8901 | 8027.5913 |  | 1
DSCR | 1.3 | 1.3 | 1.3 | 1.3 | 1.3 | 1.3 | 1.3 | 1.3 | 1.3 | 1.3 | 1.3 | 1.3 | 1.3 | 1.3 | 1.3 | 1.3 | 1.3 | 1.3 | 1.3 | 1.3 | 1.3 | 1.3 | 1.3 | 1.3 | 1.3 | 1.3 | 1.3 | 1.3 | 1.3 | 1.3 | 1.3 |  | 6
Target DS | 2447.563 | 7323.9273 | 7303.09 | 8025.7406 | 8736.8553 | 8973.4046 | 9066.0206 | 9162.3139 | 9380.1918 | 9522.4482 | 9761.011 | 9906.0309 | 10139.3995 | 10286.4474 | 10370.8507 | 10458.1373 | 10546.5866 | 10652.7657 | 10724.5597 | 10791.5992 | 10830.4997 | 10884.979 | 10929.3394 | 10979.6572 | 11005.9611 | 11053.0923 | 11091.0767 | 11134.9318 | 11154.2623 | 11194.5309 | 6175.0702
Debt Principal | 2001-12-31: 79784.7107
Ending Balance at Maturity | 2001-12-31: 2.2737e-11
| 2001-04-01 | 2002-04-01 | 2003-04-01 | 2004-04-01 | 2005-04-01 | 2006-04-01 | 2007-04-01 | 2008-04-01 | 2009-04-01 | 2010-04-01 | 2011-04-01 | 2012-04-01 | 2013-04-01 | 2014-04-01 | 2015-04-01 | 2016-04-01 | 2017-04-01 | 2018-04-01 | 2019-04-01 | 2020-04-01 | 2021-04-01 | 2022-04-01 | 2023-04-01 | 2024-04-01 | 2025-04-01 | 2026-04-01 | 2027-04-01 | 2028-04-01 | 2029-04-01 | 2030-04-01 | 2031-04-01 | 2031-05-01
Beginning Balance |  | 79423.8045 | 78295.6333 | 77099.7464 | 75076.2579 | 72157.2898 | 68768.2616 | 65014.2441 | 60866.4454 | 56157.8928 | 50931.7688 | 45045.1837 | 38543.8185 | 31280.3175 | 23289.1538 | 14573.9738 | 5075.4062 | 0 | 0 | 0 | 0 | 0 | 0 | 0 | 0 | 0 | 0 | 0 | 0 | 0 | 0
Addition |  | 0 | 0 | 0 | 0 | 0 | 0 | 0 | 0 | 0 | 0 | 0 | 0 | 0 | 0 | 0 | 0 | 0 | 0 | 0 | 0 | 0 | 0 | 0 | 0 | 0 | 0 | 0 | 0 | 0 | 0
Principal Payment |  | 562.1019 | 594.6689 | 990.3029 | 1441.2492 | 1669.484 | 1848.109 | 2032.3816 | 2316.9495 | 2568.6661 | 2891.9897 | 3187.0939 | 3566.8993 | 3921.9544 | 4276.153 | 4657.7202 | 5075.4062 | 0 | 0 | 0 | 0 | 0 | 0 | 0 | 0 | 0 | 0 | 0 | 0 | 0 | 0
Interest Payment |  | 1550.4615 | 1528.438 | 1517.4747 | 1465.5914 | 1408.6091 | 1342.4507 | 1279.6082 | 1188.1964 | 1096.279 | 994.2579 | 886.5778 | 752.4281 | 610.6346 | 454.6362 | 286.8445 | 99.0789 | 0 | 0 | 0 | 0 | 0 | 0 | 0 | 0 | 0 | 0 | 0 | 0 | 0 | 0
Ending Balance |  | 78861.7026 | 77700.9644 | 76109.4435 | 73635.0087 | 70487.8057 | 66920.1526 | 62981.8625 | 58549.4959 | 53589.2267 | 48039.7791 | 41858.0898 | 34976.9192 | 27358.3631 | 19013.0008 | 9916.2536 | 2.2737e-11 | 0 | 0 | 0 | 0 | 0 | 0 | 0 | 0 | 0 | 0 | 0 | 0 | 0 | 0
Pro-rata EBITDA |  | 4747.2287 | 4738.607 | 5064.0759 | 5555.4167 | 5801.3899 | 5861.8158 | 5945.0827 | 6031.2989 | 6158.1537 | 6280.4425 | 6428.9768 | 6519.48 | 6653.6679 | 6709.0313 | 6789.6109 | 6813.8841 | 6889.8537 | 6941.4632 | 7009.8819 | 7007.2812 | 7048.4618 | 7077.4593 | 7134.7602 | 7122.7572 | 7158.4493 | 7183.3442 | 7236.8287 | 7219.9279 | 7251.273 | 6937.4923
DSCR | 2002-04-01: 1.2964; 2003-04-01: 1.2977; 2004-04-01: 1.262; 2005-04-01: 1.2717; 2006-04-01: 1.293; 2007-04-01: 1.2931; 2008-04-01: 1.2977; 2009-04-01: 1.286; 2010-04-01: 1.2934; 2011-04-01: 1.2868; 2012-04-01: 1.298; 2013-04-01: 1.286; 2014-04-01: 1.2937; 2015-04-01: 1.2938; 2016-04-01: 1.2984
(Debt Anniversary) | 2001-10-01 | 2002-10-01 | 2003-10-01 | 2004-10-01 | 2005-10-01 | 2006-10-01 | 2007-10-01 | 2008-10-01 | 2009-10-01 | 2010-10-01 | 2011-10-01 | 2012-10-01 | 2013-10-01 | 2014-10-01 | 2015-10-01 | 2016-10-01 | 2017-10-01 | 2018-10-01 | 2019-10-01 | 2020-10-01 | 2021-10-01 | 2022-10-01 | 2023-10-01 | 2024-10-01 | 2025-10-01 | 2026-10-01 | 2027-10-01 | 2028-10-01 | 2029-10-01 | 2030-10-01 | 2031-05-01
Beginning Balance | 79784.7107 | 78861.7026 | 77700.9644 | 76109.4435 | 73635.0087 | 70487.8057 | 66920.1526 | 62981.8625 | 58549.4959 | 53589.2267 | 48039.7791 | 41858.0898 | 34976.9192 | 27358.3631 | 19013.0008 | 9916.2536 | 2.2737e-11 | 0 | 0 | 0 | 0 | 0 | 0 | 0 | 0 | 0 | 0 | 0 | 0 | 0 | 0
Addition | 0 | 0 | 0 | 0 | 0 | 0 | 0 | 0 | 0 | 0 | 0 | 0 | 0 | 0 | 0 | 0 | 0 | 0 | 0 | 0 | 0 | 0 | 0 | 0 | 0 | 0 | 0 | 0 | 0 | 0 | 0
Principal Payment | 360.9062 | 566.0692 | 601.218 | 1033.1856 | 1477.7189 | 1719.5442 | 1905.9085 | 2115.4171 | 2391.6031 | 2657.4579 | 2994.5954 | 3314.2712 | 3696.6017 | 4069.2093 | 4439.027 | 4840.8473 | 2.2737e-11 | 0 | 0 | 0 | 0 | 0 | 0 | 0 | 0 | 0 | 0 | 0 | 0 | 0 | 0
Interest Payment | 2086.6569 | 3095.8944 | 3050.327 | 2979.6847 | 2890.7087 | 2767.1581 | 2627.1018 | 2465.7399 | 2298.4928 | 2103.7662 | 1885.9101 | 1638.7442 | 1373.098 | 1074.0144 | 746.3983 | 388.2213 | 8.9261e-13 | 0 | 0 | 0 | 0 | 0 | 0 | 0 | 0 | 0 | 0 | 0 | 0 | 0 | 0
Ending Balance | 79423.8045 | 78295.6333 | 77099.7464 | 75076.2579 | 72157.2898 | 68768.2616 | 65014.2441 | 60866.4454 | 56157.8928 | 50931.7688 | 45045.1837 | 38543.8185 | 31280.3175 | 23289.1538 | 14573.9738 | 5075.4062 | 0 | 0 | 0 | 0 | 0 | 0 | 0 | 0 | 0 | 0 | 0 | 0 | 0 | 0 | 0
Pro-rata EBITDA | 3181.832 | 4773.8768 | 4755.4099 | 5369.3868 | 5802.4951 | 5864.0361 | 5924.011 | 5965.9254 | 6162.9504 | 6221.029 | 6408.8718 | 6448.8633 | 6661.7393 | 6718.7137 | 6773.0746 | 6805.9675 | 6896.6785 | 6958.7417 | 7000.4644 | 7019.1971 | 7072.3684 | 7102.0109 | 7130.682 | 7138.7941 | 7184.9923 | 7210.5706 | 7235.0556 | 7238.5826 | 7280.6131 | 7301.6172 | 1090.099
DSCR | 2001-10-01: 1.3; 2002-10-01: 1.3036; 2003-10-01: 1.3023; 2004-10-01: 1.338; 2005-10-01: 1.3283; 2006-10-01: 1.307; 2007-10-01: 1.3069; 2008-10-01: 1.3023; 2009-10-01: 1.314; 2010-10-01: 1.3066; 2011-10-01: 1.3132; 2012-10-01: 1.302; 2013-10-01: 1.314; 2014-10-01: 1.3063; 2015-10-01: 1.3062; 2016-10-01: 1.3016
| 2001-12-31 | 2002-12-31 | 2003-12-31 | 2004-12-31 | 2005-12-31 | 2006-12-31 | 2007-12-31 | 2008-12-31 | 2009-12-31 | 2010-12-31 | 2011-12-31 | 2012-12-31 | 2013-12-31 | 2014-12-31 | 2015-12-31 | 2016-12-31 | 2017-12-31 | 2018-12-31 | 2019-12-31 | 2020-12-31 | 2021-12-31 | 2022-12-31 | 2023-12-31 | 2024-12-31 | 2025-12-31 | 2026-12-31 | 2027-12-31 | 2028-12-31 | 2029-12-31 | 2030-12-31 | 2031-12-31
Beginning Balance | 79423.8045 | 78295.6333 | 77099.7464 | 75076.2579 | 72157.2898 | 68768.2616 | 65014.2441 | 60866.4454 | 56157.8928 | 50931.7688 | 45045.1837 | 38543.8185 | 31280.3175 | 23289.1538 | 14573.9738 | 5075.4062 | 0 | 0 | 0 | 0 | 0 | 0 | 0 | 0 | 0 | 0 | 0 | 0 | 0 | 0 | 0
Addition | 0 | 0 | 0 | 0 | 0 | 0 | 0 | 0 | 0 | 0 | 0 | 0 | 0 | 0 | 0 | 0 | 0 | 0 | 0 | 0 | 0 | 0 | 0 | 0 | 0 | 0 | 0 | 0 | 0 | 0 | 0
Interest Payment | 1549.4002 | 1528.438 | 1505.0927 | 1461.5871 | 1408.6091 | 1342.4507 | 1269.1671 | 1184.95 | 1096.279 | 994.2579 | 879.3437 | 750.3723 | 610.6346 | 454.6362 | 284.5039 | 98.8082 | 0 | 0 | 0 | 0 | 0 | 0 | 0 | 0 | 0 | 0 | 0 | 0 | 0 | 0 | 0
Ending Balance | 79423.8045 | 78295.6333 | 77099.7464 | 75076.2579 | 72157.2898 | 68768.2616 | 65014.2441 | 60866.4454 | 56157.8928 | 50931.7688 | 45045.1837 | 38543.8185 | 31280.3175 | 23289.1538 | 14573.9738 | 5075.4062 | 0 | 0 | 0 | 0 | 0 | 0 | 0 | 0 | 0 | 0 | 0 | 0 | 0 | 0 | 0
Debt Service
Principal Payments | 360.9062 | 1128.1712 | 1195.8869 | 2023.4885 | 2918.9681 | 3389.0282 | 3754.0175 | 4147.7987 | 4708.5526 | 5226.124 | 5886.5851 | 6501.3652 | 7263.501 | 7991.1637 | 8715.18 | 9498.5675 | 5075.4062 | 0 | 0 | 0 | 0 | 0 | 0 | 0 | 0 | 0 | 0 | 0 | 0 | 0 | 0
Interest Expense | 2086.6569 | 6195.7561 | 6107.203 | 6002.2521 | 5817.8872 | 5584.3764 | 5312.0032 | 5014.5152 | 4671.6391 | 4296.3242 | 3874.4259 | 3404.6657 | 2875.8985 | 2295.2837 | 1655.6707 | 959.5697 | 197.8871 | 0 | 0 | 0 | 0 | 0 | 0 | 0 | 0 | 0 | 0 | 0 | 0 | 0 | 0
Net Debt Service | 2447.563 | 7323.9273 | 7303.09 | 8025.7406 | 8736.8553 | 8973.4046 | 9066.0206 | 9162.3139 | 9380.1918 | 9522.4482 | 9761.011 | 9906.0309 | 10139.3995 | 10286.4474 | 10370.8507 | 10458.1373 | 5273.2933 | 0 | 0 | 0 | 0 | 0 | 0 | 0 | 0 | 0 | 0 | 0 | 0 | 0 | 0
ACTUAL DSCR | 2001-12-31: 1.3; 2002-12-31: 1.3; 2003-12-31: 1.3; 2004-12-31: 1.3; 2005-12-31: 1.3; 2006-12-31: 1.3; 2007-12-31: 1.3; 2008-12-31: 1.3; 2009-12-31: 1.3; 2010-12-31: 1.3; 2011-12-31: 1.3; 2012-12-31: 1.3; 2013-12-31: 1.3; 2014-12-31: 1.3; 2015-12-31: 1.3; 2016-12-31: 1.3
Accrued Debt Service
Principal Payments | 360.9062 | 1128.1712 | 1195.8869 | 2023.4885 | 2918.9681 | 3389.0282 | 3754.0175 | 4147.7987 | 4708.5526 | 5226.124 | 5886.5851 | 6501.3652 | 7263.501 | 7991.1637 | 8715.18 | 9498.5675 | 5075.4062 | 0 | 0 | 0 | 0 | 0 | 0 | 0 | 0 | 0 | 0 | 0 | 0 | 0 | 0
Interest Expense | 3636.0571 | 6174.7939 | 6083.8577 | 5958.7464 | 5764.9092 | 5518.2179 | 5238.7196 | 4930.2981 | 4582.9682 | 4194.3031 | 3759.5117 | 3275.6944 | 2736.1608 | 2139.2852 | 1485.5384 | 773.874 | 99.0789 | 0 | 0 | 0 | 0 | 0 | 0 | 0 | 0 | 0 | 0 | 0 | 0 | 0 | 0
Net Debt Service | 3996.9633 | 7302.965 | 7279.7446 | 7982.235 | 8683.8774 | 8907.2462 | 8992.7371 | 9078.0968 | 9291.5208 | 9420.4271 | 9646.0968 | 9777.0595 | 9999.6618 | 10130.4489 | 10200.7185 | 10272.4415 | 5174.4851 | 0 | 0 | 0 | 0 | 0 | 0 | 0 | 0 | 0 | 0 | 0 | 0 | 0 | 0
Debt Summary
| Treasury (%) |  |  | 6.83%
| Spread (%) |  |  | 1%
| All In Coupon Rate (%) |  |  | 7.83%
| Term (years) |  |  | 20
| Average Life (years) |  |  | 10.8082
| Total amount ($ '000) |  |  | 79784.7107
| DSCR |  | Average | 1.3
|  |  | Minimum | 1.3
Time Factor | 0 | 0.99932 | 1.9986 | 3.0007 | 4 | 4.9993 | 5.9986 | 7.0007 | 8 | 8.9993 | 9.9986 | 11.0007 | 12 | 12.9993 | 13.9986 | 15.0007 | 16 | 16.9993 | 17.9986 | 19.0007 | 20 | 20.9993 | 21.9986 | 23.0007 | 24 | 24.9993 | 25.9986 | 27.0007 | 28 | 28.9993 | 29.5797
| 0.49829 | 1.4976 | 2.4997 | 3.499 | 4.4983 | 5.4976 | 6.4997 | 7.499 | 8.4983 | 9.4976 | 10.4997 | 11.499 | 12.4983 | 13.4976 | 14.4997 | 15.499 | 16.4983 | 17.4976 | 18.4997 | 19.499 | 20.4983 | 21.4976 | 22.4997 | 23.499 | 24.4983 | 25.4976 | 26.4997 | 27.499 | 28.4983 | 29.4976 | 29.5797
Average Life | 2001-12-31: 10.8082
Goal Seek Debt

## Depreciation
PROJECT NAME: Calpine
DEPRECIATION SCHEDULE
|  |  | 0.58333 | 1.5833 | 2.5833 | 3.5833 | 4.5833 | 5.5833 | 6.5833 | 7.5833 | 8.5833 | 9.5833 | 10.5833 | 11.5833 | 12.5833 | 13.5833 | 14.5833 | 15.5833 | 16.5833 | 17.5833 | 18.5833 | 19.5833 | 20.5833 | 21.5833 | 22.5833 | 23.5833 | 24.5833 | 25.5833 | 26.5833 | 27.5833 | 28.5833 | 29.5833 | 30.5833
('000 $) |  |  | 2001 | 2002 | 2003 | 2004 | 2005 | 2006 | 2007 | 2008 | 2009 | 2010 | 2011 | 2012 | 2013 | 2014 | 2015 | 2016 | 2017 | 2018 | 2019 | 2020 | 2021 | 2022 | 2023 | 2024 | 2025 | 2026 | 2027 | 2028 | 2029 | 2030 | 2031
|  |  | 2001-12-31 | 2002-12-31 | 2003-12-31 | 2004-12-31 | 2005-12-31 | 2006-12-31 | 2007-12-31 | 2008-12-31 | 2009-12-31 | 2010-12-31 | 2011-12-31 | 2012-12-31 | 2013-12-31 | 2014-12-31 | 2015-12-31 | 2016-12-31 | 2017-12-31 | 2018-12-31 | 2019-12-31 | 2020-12-31 | 2021-12-31 | 2022-12-31 | 2023-12-31 | 2024-12-31 | 2025-12-31 | 2026-12-31 | 2027-12-31 | 2028-12-31 | 2029-12-31 | 2030-12-31 | 2031-12-31
US FEDERAL TAX DEPRECIATION & AMORTIZATION
Years
Plant & Equipment - MACRS | 15 |  | 5% | 9.5% | 8.55% | 7.7% | 6.93% | 6.23% | 5.9% | 5.91% | 5.9% | 5.91% | 5.9% | 5.91% | 5.9% | 5.91% | 5.9% | 2.95% | 0% | 0% | 0% | 0% | 0% | 0% | 0% | 0% | 0% | 0% | 0% | 0% | 0% | 0% | 0%
Start-Up Costs - SL | 5 |  | 11.67% | 20% | 20% | 20% | 20% | 8.333% | 0% | 0% | 0% | 0% | 0% | 0% | 0% | 0% | 0% | 0% | 0% | 0% | 0% | 0% | 0% | 0% | 0% | 0% | 0% | 0% | 0% | 0% | 0% | 0% | 0%
Transaction Costs - SL | 20 |  | 2.917% | 5% | 5% | 5% | 5% | 5% | 5% | 5% | 5% | 5% | 5% | 5% | 5% | 5% | 5% | 5% | 5% | 5% | 5% | 5% | 2.083% | 0% | 0% | 0% | 0% | 0% | 0% | 0% | 0% | 0% | 0%
Plant & Equipment - MACRS | 99228.3791 |  | 4961.419 | 9426.696 | 8484.0264 | 7640.5852 | 6876.5267 | 6181.928 | 5854.4744 | 5864.3972 | 5854.4744 | 5864.3972 | 5854.4744 | 5864.3972 | 5854.4744 | 5864.3972 | 5854.4744 | 2927.2372 | 0 | 0 | 0 | 0 | 0 | 0 | 0 | 0 | 0 | 0 | 0 | 0 | 0 | 0 | 0
Start-Up Costs - SL | 5180 |  | 604.3333 | 1036 | 1036 | 1036 | 1036 | 431.6667 | 0 | 0 | 0 | 0 | 0 | 0 | 0 | 0 | 0 | 0 | 0 | 0 | 0 | 0 | 0 | 0 | 0 | 0 | 0 | 0 | 0 | 0 | 0 | 0 | 0
Transaction Costs - SL | 0 |  | 0 | 0 | 0 | 0 | 0 | 0 | 0 | 0 | 0 | 0 | 0 | 0 | 0 | 0 | 0 | 0 | 0 | 0 | 0 | 0 | 0 | 0 | 0 | 0 | 0 | 0 | 0 | 0 | 0 | 0 | 0
Total Beginning Book Value | 104408.3791 |  | 5565.7523 | 10462.696 | 9520.0264 | 8676.5852 | 7912.5267 | 6613.5947 | 5854.4744 | 5864.3972 | 5854.4744 | 5864.3972 | 5854.4744 | 5864.3972 | 5854.4744 | 5864.3972 | 5854.4744 | 2927.2372 | 0 | 0 | 0 | 0 | 0 | 0 | 0 | 0 | 0 | 0 | 0 | 0 | 0 | 0 | 0
Ending Value of Assets | 104408.3791 |  | 98842.6269 | 88379.9308 | 78859.9044 | 70183.3192 | 62270.7926 | 55657.1979 | 49802.7235 | 43938.3263 | 38083.8519 | 32219.4547 | 26364.9803 | 20500.5831 | 14646.1088 | 8781.7116 | 2927.2372 | 1.9554e-11 | 1.9554e-11 | 1.9554e-11 | 1.9554e-11 | 1.9554e-11 | 1.9554e-11 | 1.9554e-11 | 1.9554e-11 | 1.9554e-11 | 1.9554e-11 | 1.9554e-11 | 1.9554e-11 | 1.9554e-11 | 1.9554e-11 | 1.9554e-11 | 1.9554e-11
STATE TAX DEPRECIATION & AMORTIZATION
Years
Plant & Equipment - MACRS | 15 |  | 5% | 9.5% | 8.55% | 7.7% | 6.93% | 6.23% | 5.9% | 5.91% | 5.9% | 5.91% | 5.9% | 5.91% | 5.9% | 5.91% | 5.9% | 2.95% | 0% | 0% | 0% | 0% | 0% | 0% | 0% | 0% | 0% | 0% | 0% | 0% | 0% | 0% | 0%
Start-Up Costs - SL | 5 |  | 11.67% | 20% | 20% | 20% | 20% | 8.333% | 0% | 0% | 0% | 0% | 0% | 0% | 0% | 0% | 0% | 0% | 0% | 0% | 0% | 0% | 0% | 0% | 0% | 0% | 0% | 0% | 0% | 0% | 0% | 0% | 0%
Transaction Costs - SL | 20 |  | 2.917% | 5% | 5% | 5% | 5% | 5% | 5% | 5% | 5% | 5% | 5% | 5% | 5% | 5% | 5% | 5% | 5% | 5% | 5% | 5% | 2.083% | 0% | 0% | 0% | 0% | 0% | 0% | 0% | 0% | 0% | 0%
Plant & Equipment - MACRS | 99228.3791 |  | 4961.419 | 9426.696 | 8484.0264 | 7640.5852 | 6876.5267 | 6181.928 | 5854.4744 | 5864.3972 | 5854.4744 | 5864.3972 | 5854.4744 | 5864.3972 | 5854.4744 | 5864.3972 | 5854.4744 | 2927.2372 | 0 | 0 | 0 | 0 | 0 | 0 | 0 | 0 | 0 | 0 | 0 | 0 | 0 | 0 | 0
Start-Up Costs - SL | 5180 |  | 604.3333 | 1036 | 1036 | 1036 | 1036 | 431.6667 | 0 | 0 | 0 | 0 | 0 | 0 | 0 | 0 | 0 | 0 | 0 | 0 | 0 | 0 | 0 | 0 | 0 | 0 | 0 | 0 | 0 | 0 | 0 | 0 | 0
Transaction Costs - SL | 0 |  | 0 | 0 | 0 | 0 | 0 | 0 | 0 | 0 | 0 | 0 | 0 | 0 | 0 | 0 | 0 | 0 | 0 | 0 | 0 | 0 | 0 | 0 | 0 | 0 | 0 | 0 | 0 | 0 | 0 | 0 | 0
Total Beginning Book Value | 104408.3791 |  | 5565.7523 | 10462.696 | 9520.0264 | 8676.5852 | 7912.5267 | 6613.5947 | 5854.4744 | 5864.3972 | 5854.4744 | 5864.3972 | 5854.4744 | 5864.3972 | 5854.4744 | 5864.3972 | 5854.4744 | 2927.2372 | 0 | 0 | 0 | 0 | 0 | 0 | 0 | 0 | 0 | 0 | 0 | 0 | 0 | 0 | 0
Ending Value of Assets | 104408.3791 |  | 98842.6269 | 88379.9308 | 78859.9044 | 70183.3192 | 62270.7926 | 55657.1979 | 49802.7235 | 43938.3263 | 38083.8519 | 32219.4547 | 26364.9803 | 20500.5831 | 14646.1088 | 8781.7116 | 2927.2372 | 1.9554e-11 | 1.9554e-11 | 1.9554e-11 | 1.9554e-11 | 1.9554e-11 | 1.9554e-11 | 1.9554e-11 | 1.9554e-11 | 1.9554e-11 | 1.9554e-11 | 1.9554e-11 | 1.9554e-11 | 1.9554e-11 | 1.9554e-11 | 1.9554e-11 | 1.9554e-11
BOOK DEPRECIATION & AMORTIZATION
| Years | Residual
Plant & Equipment - SL | 30 | 10% | 1.75% | 3% | 3% | 3% | 3% | 3% | 3% | 3% | 3% | 3% | 3% | 3% | 3% | 3% | 3% | 3% | 3% | 3% | 3% | 3% | 3% | 3% | 3% | 3% | 3% | 3% | 3% | 3% | 3% | 3% | 1.25%
Start-Up Costs - SL | 5 |  | 11.67% | 20% | 20% | 20% | 20% | 8.333% | 0% | 0% | 0% | 0% | 0% | 0% | 0% | 0% | 0% | 0% | 0% | 0% | 0% | 0% | 0% | 0% | 0% | 0% | 0% | 0% | 0% | 0% | 0% | 0% | 0%
Transaction Costs - SL | 20 |  | 2.917% | 5% | 5% | 5% | 5% | 5% | 5% | 5% | 5% | 5% | 5% | 5% | 5% | 5% | 5% | 5% | 5% | 5% | 5% | 5% | 2.083% | 0% | 0% | 0% | 0% | 0% | 0% | 0% | 0% | 0% | 0%
Plant & Equipment - MACRS | 99228.3791 |  | 1736.4966 | 2976.8514 | 2976.8514 | 2976.8514 | 2976.8514 | 2976.8514 | 2976.8514 | 2976.8514 | 2976.8514 | 2976.8514 | 2976.8514 | 2976.8514 | 2976.8514 | 2976.8514 | 2976.8514 | 2976.8514 | 2976.8514 | 2976.8514 | 2976.8514 | 2976.8514 | 2976.8514 | 2976.8514 | 2976.8514 | 2976.8514 | 2976.8514 | 2976.8514 | 2976.8514 | 2976.8514 | 2976.8514 | 2976.8514 | 1240.3547
Start-Up Costs - SL | 5180 |  | 604.3333 | 1036 | 1036 | 1036 | 1036 | 431.6667 | 0 | 0 | 0 | 0 | 0 | 0 | 0 | 0 | 0 | 0 | 0 | 0 | 0 | 0 | 0 | 0 | 0 | 0 | 0 | 0 | 0 | 0 | 0 | 0 | 0
Transaction Costs - SL | 0 |  | 0 | 0 | 0 | 0 | 0 | 0 | 0 | 0 | 0 | 0 | 0 | 0 | 0 | 0 | 0 | 0 | 0 | 0 | 0 | 0 | 0 | 0 | 0 | 0 | 0 | 0 | 0 | 0 | 0 | 0 | 0
Total Beginning Book Value | 104408.3791 |  | 2340.83 | 4012.8514 | 4012.8514 | 4012.8514 | 4012.8514 | 3408.518 | 2976.8514 | 2976.8514 | 2976.8514 | 2976.8514 | 2976.8514 | 2976.8514 | 2976.8514 | 2976.8514 | 2976.8514 | 2976.8514 | 2976.8514 | 2976.8514 | 2976.8514 | 2976.8514 | 2976.8514 | 2976.8514 | 2976.8514 | 2976.8514 | 2976.8514 | 2976.8514 | 2976.8514 | 2976.8514 | 2976.8514 | 2976.8514 | 1240.3547
Ending Book Value of Assets | 104408.3791 |  | 102067.5492 | 98054.6978 | 94041.8464 | 90028.9951 | 86016.1437 | 82607.6256 | 79630.7743 | 76653.9229 | 73677.0715 | 70700.2201 | 67723.3688 | 64746.5174 | 61769.666 | 58792.8146 | 55815.9633 | 52839.1119 | 49862.2605 | 46885.4091 | 43908.5578 | 40931.7064 | 37954.855 | 34978.0036 | 32001.1523 | 29024.3009 | 26047.4495 | 23070.5982 | 20093.7468 | 17116.8954 | 14140.044 | 11163.1927 | 9922.8379

## Taxes
PROJECT NAME: Calpine
TAXES
| 0.58333 | 1.5833 | 2.5833 | 3.5833 | 4.5833 | 5.5833 | 6.5833 | 7.5833 | 8.5833 | 9.5833 | 10.5833 | 11.5833 | 12.5833 | 13.5833 | 14.5833 | 15.5833 | 16.5833 | 17.5833 | 18.5833 | 19.5833 | 20.5833 | 21.5833 | 22.5833 | 23.5833 | 24.5833 | 25.5833 | 26.5833 | 27.5833 | 28.5833 | 29.5833 | 30.5833
('000 $) | 2001 | 2002 | 2003 | 2004 | 2005 | 2006 | 2007 | 2008 | 2009 | 2010 | 2011 | 2012 | 2013 | 2014 | 2015 | 2016 | 2017 | 2018 | 2019 | 2020 | 2021 | 2022 | 2023 | 2024 | 2025 | 2026 | 2027 | 2028 | 2029 | 2030 | 2031
| 2001-12-31 | 2002-12-31 | 2003-12-31 | 2004-12-31 | 2005-12-31 | 2006-12-31 | 2007-12-31 | 2008-12-31 | 2009-12-31 | 2010-12-31 | 2011-12-31 | 2012-12-31 | 2013-12-31 | 2014-12-31 | 2015-12-31 | 2016-12-31 | 2017-12-31 | 2018-12-31 | 2019-12-31 | 2020-12-31 | 2021-12-31 | 2022-12-31 | 2023-12-31 | 2024-12-31 | 2025-12-31 | 2026-12-31 | 2027-12-31 | 2028-12-31 | 2029-12-31 | 2030-12-31 | 2031-12-31
STATE TAXES
Adjusted Pretax Book Income | -421.7215 | -665.9785 | -611.8751 | 767.1759 | 1795.522 | 2769.2924 | 3600.0794 | 4024.7013 | 4732.404 | 5236.9088 | 6046.3593 | 6645.181 | 7574.0635 | 8284.5765 | 9046.7481 | 9861.2097 | 10679.74 | 10902.606 | 10985.8236 | 11061.5427 | 11129.2386 | 11188.3616 | 11245.5471 | 11300.7368 | 11353.871 | 11404.8878 | 11453.7239 | 11500.3138 | 11544.5901 | 11586.4834 | 3156.3777
Plus Book Depreciation & Amortization | 2340.83 | 4012.8514 | 4012.8514 | 4012.8514 | 4012.8514 | 3408.518 | 2976.8514 | 2976.8514 | 2976.8514 | 2976.8514 | 2976.8514 | 2976.8514 | 2976.8514 | 2976.8514 | 2976.8514 | 2976.8514 | 2976.8514 | 2976.8514 | 2976.8514 | 2976.8514 | 2976.8514 | 2976.8514 | 2976.8514 | 2976.8514 | 2976.8514 | 2976.8514 | 2976.8514 | 2976.8514 | 2976.8514 | 2976.8514 | 1240.3547
Less State Tax Depreciation | -5565.7523 | -10462.696 | -9520.0264 | -8676.5852 | -7912.5267 | -6613.5947 | -5854.4744 | -5864.3972 | -5854.4744 | -5864.3972 | -5854.4744 | -5864.3972 | -5854.4744 | -5864.3972 | -5854.4744 | -2927.2372 | 0 | 0 | 0 | 0 | 0 | 0 | 0 | 0 | 0 | 0 | 0 | 0 | 0 | 0 | 0
State Taxable Income | -3646.6438 | -7115.8231 | -6119.0501 | -3896.558 | -2104.1533 | -435.7843 | 722.4564 | 1137.1555 | 1854.781 | 2349.363 | 3168.7363 | 3757.6351 | 4696.4405 | 5397.0307 | 6169.1251 | 9910.8238 | 13656.5914 | 13879.4574 | 13962.675 | 14038.3941 | 14106.09 | 14165.213 | 14222.3985 | 14277.5882 | 14330.7223 | 14381.7392 | 14430.5753 | 14477.1652 | 14521.4415 | 14563.3348 | 4396.7325
State Income Tax Rate | bar: 2001-12-31 to 2031-12-31
Current State Income Tax Expense (Benefit) | -255.2651 | -498.1076 | -428.3335 | -272.7591 | -147.2907 | -30.5049 | 50.5719 | 79.6009 | 129.8347 | 164.4554 | 221.8115 | 263.0345 | 328.7508 | 377.7921 | 431.8388 | 693.7577 | 955.9614 | 971.562 | 977.3872 | 982.6876 | 987.4263 | 991.5649 | 995.5679 | 999.4312 | 1003.1506 | 1006.7217 | 1010.1403 | 1013.4016 | 1016.5009 | 1019.4334 | 307.7713
Beginning NOL's | 0 | 255.2651 | 753.3727 | 1181.7062 | 1454.4652 | 1601.756 | 1632.2609 | 1581.6889 | 1502.088 | 1247.1611 | 969.6978 | 747.8863 | 484.8518 | 156.101 | 0 | 0 | 0 | 0 | 0 | 0 | 0 | 0 | 0 | 0 | 0 | 0 | 0 | 0 | 0 | 0 | 0
New NOL's | 255.2651 | 498.1076 | 428.3335 | 272.7591 | 147.2907 | 30.5049 | 0 | 0 | 0 | 0 | 0 | 0 | 0 | 0 | 0 | 0 | 0 | 0 | 0 | 0 | 0 | 0 | 0 | 0 | 0 | 0 | 0 | 0 | 0 | 0 | 0
Expired NOLs | 0 | 0 | 0 | 0 | 0 | 0 | 0 | 0 | -125.0922 | -113.0079 | 0 | 0 | 0 | 0 | 0 | 0 | 0 | 0 | 0 | 0 | 0 | 0 | 0 | 0 | 0 | 0 | 0 | 0 | 0 | 0 | 0
NOL Utilization (8 years) | 0 | 0 | 0 | 0 | 0 | 0 | -50.5719 | -79.6009 | -129.8347 | -164.4554 | -221.8115 | -263.0345 | -328.7508 | -156.101 | 0 | 0 | 0 | 0 | 0 | 0 | 0 | 0 | 0 | 0 | 0 | 0 | 0 | 0 | 0 | 0 | 0
Ending NOL's | 255.2651 | 753.3727 | 1181.7062 | 1454.4652 | 1601.756 | 1632.2609 | 1581.6889 | 1502.088 | 1247.1611 | 969.6978 | 747.8863 | 484.8518 | 156.101 | 0 | 0 | 0 | 0 | 0 | 0 | 0 | 0 | 0 | 0 | 0 | 0 | 0 | 0 | 0 | 0 | 0 | 0
TOTAL STATE TAXES UTILIZING NOLs | 0 | 0 | 0 | 0 | 0 | 0 | 0 | 0 | 0 | 0 | 0 | 0 | 0 | 221.6911 | 431.8388 | 693.7577 | 955.9614 | 971.562 | 977.3872 | 982.6876 | 987.4263 | 991.5649 | 995.5679 | 999.4312 | 1003.1506 | 1006.7217 | 1010.1403 | 1013.4016 | 1016.5009 | 1019.4334 | 307.7713
FEDERAL TAXES
State Taxable Income | -3646.6438 | -7115.8231 | -6119.0501 | -3896.558 | -2104.1533 | -435.7843 | 722.4564 | 1137.1555 | 1854.781 | 2349.363 | 3168.7363 | 3757.6351 | 4696.4405 | 5397.0307 | 6169.1251 | 9910.8238 | 13656.5914 | 13879.4574 | 13962.675 | 14038.3941 | 14106.09 | 14165.213 | 14222.3985 | 14277.5882 | 14330.7223 | 14381.7392 | 14430.5753 | 14477.1652 | 14521.4415 | 14563.3348 | 4396.7325
Less: State Taxes | 0 | 0 | 0 | 0 | 0 | 0 | 0 | 0 | 0 | 0 | 0 | 0 | 0 | -221.6911 | -431.8388 | -693.7577 | -955.9614 | -971.562 | -977.3872 | -982.6876 | -987.4263 | -991.5649 | -995.5679 | -999.4312 | -1003.1506 | -1006.7217 | -1010.1403 | -1013.4016 | -1016.5009 | -1019.4334 | -307.7713
Federal Taxable Income | -3646.6438 | -7115.8231 | -6119.0501 | -3896.558 | -2104.1533 | -435.7843 | 722.4564 | 1137.1555 | 1854.781 | 2349.363 | 3168.7363 | 3757.6351 | 4696.4405 | 5175.3396 | 5737.2863 | 9217.0662 | 12700.63 | 12907.8954 | 12985.2877 | 13055.7065 | 13118.6637 | 13173.6481 | 13226.8306 | 13278.157 | 13327.5718 | 13375.0175 | 13420.435 | 13463.7636 | 13504.9406 | 13543.9013 | 4088.9612
Federal Tax Rate | 35% | 35% | 35% | 35% | 35% | 35% | 35% | 35% | 35% | 35% | 35% | 35% | 35% | 35% | 35% | 35% | 35% | 35% | 35% | 35% | 35% | 35% | 35% | 35% | 35% | 35% | 35% | 35% | 35% | 35% | 35%
Federal Tax Expense/ (Benefit) | -1276.3253 | -2490.5381 | -2141.6675 | -1363.7953 | -736.4536 | -152.5245 | 252.8597 | 398.0044 | 649.1733 | 822.277 | 1109.0577 | 1315.1723 | 1643.7542 | 1811.3688 | 2008.0502 | 3225.9732 | 4445.2205 | 4517.7634 | 4544.8507 | 4569.4973 | 4591.5323 | 4610.7768 | 4629.3907 | 4647.355 | 4664.6501 | 4681.2561 | 4697.1523 | 4712.3173 | 4726.7292 | 4740.3655 | 1431.1364
Beginning NOL's | 0 | 1276.3253 | 3766.8634 | 5908.531 | 7272.3262 | 8008.7799 | 8161.3044 | 7908.4446 | 7510.4402 | 6861.2669 | 6038.9898 | 4929.9321 | 3614.7598 | 1971.0056 | 159.6368 | 0 | 0 | 0 | 0 | 0 | 0 | 0 | 0 | 0 | 0 | 0 | 0 | 0 | 0 | 0 | 0
New NOL's | 1276.3253 | 2490.5381 | 2141.6675 | 1363.7953 | 736.4536 | 152.5245 | 0 | 0 | 0 | 0 | 0 | 0 | 0 | 0 | 0 | 0 | 0 | 0 | 0 | 0 | 0 | 0 | 0 | 0 | 0 | 0 | 0 | 0 | 0 | 0 | 0
Expired NOLs | 0 | 0 | 0 | 0 | 0 | 0 | 0 | 0 | 0 | 0 | 0 | 0 | 0 | 0 | 0 | 0 | 0 | 0 | 0 | 0 | 0 | 0 | 0 | 0 | 0 | 0 | 0 | 0 | 0 | 0 | 0
NOL Utilization (15 years) | 0 | 0 | 0 | 0 | 0 | 0 | -252.8597 | -398.0044 | -649.1733 | -822.277 | -1109.0577 | -1315.1723 | -1643.7542 | -1811.3688 | -159.6368 | 0 | 0 | 0 | 0 | 0 | 0 | 0 | 0 | 0 | 0 | 0 | 0 | 0 | 0 | 0 | 0
Ending NOL's | 1276.3253 | 3766.8634 | 5908.531 | 7272.3262 | 8008.7799 | 8161.3044 | 7908.4446 | 7510.4402 | 6861.2669 | 6038.9898 | 4929.9321 | 3614.7598 | 1971.0056 | 159.6368 | 0 | 0 | 0 | 0 | 0 | 0 | 0 | 0 | 0 | 0 | 0 | 0 | 0 | 0 | 0 | 0 | 0
TOTAL STATE TAXES UTILIZING NOLs | 0 | 0 | 0 | 0 | 0 | 0 | 0 | 0 | 0 | 0 | 0 | 0 | 0 | 0 | 1848.4134 | 3225.9732 | 4445.2205 | 4517.7634 | 4544.8507 | 4569.4973 | 4591.5323 | 4610.7768 | 4629.3907 | 4647.355 | 4664.6501 | 4681.2561 | 4697.1523 | 4712.3173 | 4726.7292 | 4740.3655 | 1431.1364

## IDC
PROJECT NAME: Calpine
IDC CALCULATIONS
Total Construction & Other Costs (000$): |  | 33317.08
No. of Construction Months: |  | 5
Interest During Construction: |  | 7.83% | 0.02175%
|  | Annual | Daily (360-Day)
|  |  | Turbine Cost | Construction &
IDC Calculations |  |  | including Carry | Other Cost | Principal | Balance | Interest | Cum. Interest
Month | Date | % Drawn | (000$) | (000$) | (000$) | (000$) | (000$) | (000$)
1 | 2000-04-01 | 10% | 42781.3488 | 3331.708 | 46113.0568 | 46113.0568 | 0 | 0
2 | 2000-05-01 | 4% | 0 | 1332.6832 | 1332.6832 | 47746.6277 | 300.8877 | 300.8877
3 | 2000-06-01 | 8% | 0 | 2665.3664 | 2665.3664 | 50733.9258 | 321.9316 | 622.8193
4 | 2000-07-01 | 10% | 0 | 3331.708 | 3331.708 | 54396.6726 | 331.0389 | 953.8582
5 | 2000-08-01 | 11% | 0 | 3664.8788 | 3664.8788 | 58428.321 | 366.7696 | 1320.6278
6 | 2000-09-01 | 11% | 0 | 3664.8788 | 3664.8788 | 62487.1527 | 393.953 | 1714.5807
7 | 2000-10-01 | 10% | 0 | 3331.708 | 3331.708 | 65818.8607 | 0 | 1714.5807
8 | 2000-11-01 | 8% | 0 | 2665.3664 | 2665.3664 | 68484.2271 | 0 | 1714.5807
9 | 2000-12-01 | 6% | 0 | 1999.0248 | 1999.0248 | 70483.2519 | 0 | 1714.5807
10 | 2001-01-01 | 6% | 0 | 1999.0248 | 1999.0248 | 72482.2767 | 0 | 1714.5807
11 | 2001-02-01 | 3% | 0 | 999.5124 | 999.5124 | 73481.7891 | 0 | 1714.5807
12 | 2001-03-01 | 4% | 0 | 1332.6832 | 1332.6832 | 74814.4723 | 0 | 1714.5807
13 | 2001-04-01 | 4% | 0 | 1332.6832 | 1332.6832 | 76147.1555 | 0 | 1714.5807
14 | 2001-05-01 | 5% | 0 | 1665.854 | 1665.854 | 77813.0095 | 0 | 1714.5807
15 | 2001-06-01 | 0% | 0 | 0 | 0 | 77813.0095 | 0 | 1714.5807
16 | 2001-07-01 | 0% | 0 | 0 | 0 | 77813.0095 | 0 | 1714.5807
17 | 2001-08-01 | 0% | 0 | 0 | 0 | 77813.0095 | 0 | 1714.5807
18 | 2001-09-01 | 0% | 0 | 0 | 0 | 77813.0095 | 0 | 1714.5807
19 | 2001-10-01 | 0% | 0 | 0 | 0 | 77813.0095 | 0 | 1714.5807
|  | 100% | 42781.3488 | 33317.08 | 76098.4288 |  | 1714.5807
TURBINE DELIVERY SCHEDULE
*Rough Estimate by Bruce Golden. Please double-check for deal specific
[6 empty] | Turbine No. | 2 | 3 | 4 | 5 | 6
Unit | Turbines | Delivery | LD'S |  | Month | No. of Months | 13 | 13.5 | 14 | 14.5 | 15
Number | Delivered | Schedule | Enforced On |  | 1 |  | 10% | 10% | 10% | 10% | 10%
1-3 | 3 | 2000-07-30 | 2000-10-30 |  | 2 |  | 4% | 4% | 4% | 4% | 4%
4-6 | 3 | 2000-08-30 | 2000-10-30 |  | 3 |  | 8% | 8% | 8% | 8% | 8%
7-8 | 2 | 2000-09-30 | 2000-10-30 |  | 4 |  | 12% | 12% | 10% | 10% | 10%
9-11 | 3 | 2000-10-30 | 2000-10-30 |  | 5 |  | 12% | 12% | 11% | 11% | 10%
12-13 | 2 | 2000-11-30 | 2000-11-30 |  | 6 |  | 12% | 12% | 11% | 11% | 10%
14-15 | 2 | 2000-12-30 | 2000-12-30 |  | 7 |  | 10% | 10% | 10% | 10% | 8%
16-18 | 3 | 2000-01-30 | 2000-01-30 |  | 8 |  | 8% | 8% | 8% | 8% | 8%
19-20 | 2 | 2001-02-28 | 2001-02-28 |  | 9 |  | 6% | 6% | 6% | 6% | 6%
21-22 | 2 | 2001-03-30 | 2001-03-30 |  | 10 |  | 6% | 6% | 6% | 6% | 6%
23-24 | 2 | 2001-04-30 | 2001-04-30 |  | 11 |  | 3% | 3% | 3% | 3% | 3%
[5 empty] | 12 |  | 4% | 4% | 4% | 4% | 4%
[5 empty] | 13 |  | 5% | 5% | 4% | 4% | 4%
Summary (000$): |  |  |  |  | 14 |  | 0% | 0% | 5% | 5% | 4%
Basis Per Turbine |  |  | 13950 |  | 15 |  | 0% | 0% | 0% | 0% | 5%
Carry Cost Per Turbine |  |  | 289.6163 |  | Sum |  | 100% | 100% | 100% | 100% | 100%
WestLB Structuring, Restructuring & Legal Fees |  |  | 20.8333
Total Price |  |  | 14260.4496