## Internal
Sweetwater 129.00 MW Project |  |  |  |  | 1 | 2 | 3 | 4 | 5 | 6 | 7 | 8 | 9 | 10 | 11 | 12 | 13 | 14 | 15 | 16 | 17 | 18 | 19 | 20 | 21 | 22 | 23 | 24 | 25 | 26 | 27 | 28 | 29 | 30 | 31
Internal Assumption Sheet |  |  |  |  | 2002 | 2003 | 2004 | 2005 | 2006 | 2007 | 2008 | 2009 | 2010 | 2011 | 2012 | 2013 | 2014 | 2015 | 2016 | 2017 | 2018 | 2019 | 2020 | 2021 | 2022 | 2023 | 2024 | 2025 | 2026 | 2027 | 2028 | 2029 | 2030 | 2031 | 2032
ENRON WIND CORP |  |  |  |  | 1 2002: F:\PROJECTS\PROJECTS\WindMerchant\Models\Texas\Sweetwater\[Sweetwater_129 MW_13June00_Breakeven.xls]EWCSum
2000-01-11 15:37
35074.6504
BlankExcel_Index_6.0 beta
WIND TURBINES
|  |  |  | - | 1 2002: TZ 1.5; 2 2003: -
WTG RATED CAPACITY |  |  |  | - | 1 2002: 1500; 2 2003: -
WTG NUMBER |  | 86 |  |  | 1 2002: 86
WTG COST |  | 129 |  |  | 1 2002: 772; 3 2004: per NZES2000-0007 2/3/00 Items 1.0, 2.0, 7.0
WTG COST ADDITIONS
WTG TOTAL COST |  |  |  | 0 | 1 2002: 772; 2 2003: 0
WTG MARK UP |  |  |  | 130% | 1 2002: 100%; 2 2003: 130%
WTG TOTAL PRICE |  |  |  | 66392
WTG TOTAL NET GAIN |  |  |  | 0
TOWERS
TOWER TYPE |  |  |  |  | 1 2002: 80M TUBULAR
TOWER COST |  |  |  |  | 1 2002: 122; 3 2004: per NZES2000-0007 2/3/00, item 6.1
TOWER MARK-UP |  |  |  | 107% | 1 2002: 100%; 2 2003: 107%
TOWER TOTAL PRICE |  |  |  | 10492 | 1 2002: Total to Assum Sheet
TOTAL TOWER NET GAIN |  |  |  | 0
WTG AND CONSTRUCTION COSTS
TURBINE ACQUISITION COST: |  |  |  | PER WTG | 1 2002: AGGREGATE $(000)
TURBINE PRICE |  |  |  | 772 | 1 2002: 66392
SCADA SYSTEM |  |  |  | 0 | 1 2002: 0; 2 2003: included in price
TOWER |  |  |  | 122 | 1 2002: 10492; 2 2003: calculated on Internal Assumption Sheet
WTG FREIGHT |  |  |  | 9.9 | 1 2002: 851.4; 2 2003: per NZES2000-0007 2/3/00, item 3.1
BLADE FREIGHT + OTHER FREIGHT |  |  |  | 12.923 | 1 2002: 1111.378; 2 2003: per NZES2000-0007 2/3/00, item 3.2+3.3
TOWER FREIGHT |  |  |  | 7.5 | 1 2002: 645; 2 2003: per NZES2000-0007 2/3/00, item 6.2
SERVICES |  |  |  | 20.4419 | 1 2002: 1758; 2 2003: per NZES2000-0007 2/3/00, item 5.0 as adjusted
SALES TAX |  | TAX RATE | 0% |  | 1 2002: 0; 2 2003: Rate X WTG, Tower, Scada - TBD by State and County
TOTAL TURBINE ACQUISITION COST: |  |  |  | 944.7649 | 1 2002: 81249.778
TURBINE INSTALLATION COST: |  |  |  | PER WTG | 1 2002: AGGREGATE $(000); 2 2003: Input either Per WTG or Aggregate but manually make sure the other is solved correctly using # WTGs
MANUFACTURING COSTS |  |  |  | 0 | 1 2002: 0; 2 2003: per J Maurer scaled from Eli Bosco numbers
CIVIL COSTS |  |  |  | 73.14 | 1 2002: 6290.04
MECHANICAL/ERECTION |  |  |  | 69.148 | 1 2002: 5946.728
ELECTRICAL DISTRIBUTION |  |  |  | 0 | 1 2002: 0
ENGINEERING |  |  |  | 19.94 | 1 2002: 1714.84
O&M BLDG |  |  |  | 2.96 | 1 2002: 254.56
FACILITY STARTUP |  |  |  | 7.008 | 1 2002: 602.688
SUB TOTAL CONSTRUCTION COSTS |  |  |  | 172.196 | 1 2002: 14808.856
TOTAL ELECTRICAL |  |  |  | 161.014 | 1 2002: 13847.204; 2 2003: per Eli Bosco Jan2000
LESS ERCOT ELECRICAL |  |  |  | 0 | 1 2002: 0; 2 2003: JMaurer
SUB TOTAL CONNECTION COSTS |  |  |  | 161.014 | 1 2002: 13847.204
OTHER CONSTRUCTION COSTS:
CONSTRUCTION OVERHEAD |  |  |  | 30.536 | 1 2002: 2626.096
G&A |  |  |  | 10.912 | 1 2002: 938.432
PERMITS, BONDS, FAA LIGHTING |  |  |  | 0 | 1 2002: 0
CONSTRUCTION SALES TAX |  |  |  | 0 | 1 2002: 0
CONSTRUCTION OVERHEAD |  |  |  | 0 | 1 2002: 0
SUB TOTAL OTHER CONSTRUCTION COST |  |  |  | 41.448 | 1 2002: 3564.528
CONSTRUCTION BEFORE PROFIT & CONTIGENTS |  |  |  | 374.658 | 1 2002: 32220.588
CONTINGENCY |  |  |  |  | 1 2002: 3222.076
INFLATION CONTINGENCY | 0% |  |  |  | 1 2002: 0
PROFIT MARGIN | 0% |  |  | 0 | 1 2002: 0
TOTAL CONSTRUCTION COSTS |  |  |  | 412.124 | 1 2002: 35442.664; 3 2004: 123247.4703; 4 2005: 0%
DEVELOPMENT COSTS
EPC WRAP FEE TO PRIMARY FACILITY COST |  |  |  |  | 1 2002: 0; 2 2003: TBD; 3 2004: 12.5%
EWC DEVELOPER FEE - MANUAL |  |  |  |  | 1 2002: 0; 2 2003: TBD
EWC DEVELOPER FEE - "GEC" CALCULATED |  |  |  |  | 1 2002: -50.8747
DEVELOPER FEE SWITCH (manual=0 calc'd=1 ) |  |  |  |  | 1 2002: 1; 2 2003: >>>>>>>>
EWC DEVELOPER FEE TO PRIMARY FACILITY COST |  |  |  |  | 1 2002: -50.8747
PRIMARY FACILITY COSTS
|  |  |  | $TOTAL (000) | 1 2002: % OF TOTAL USES; 2 2003: $ PER KW; 3 2004: PER WTG; 7 2008: Depreciation & Amort Colour Key
TURBINE PRICE |  |  |  | 66392 | 1 2002: 50.43%; 2 2003: 514.6667; 3 2004: 772; 5 2006: TURBINE PRICE; 7 2008: FACILITY DEPRECIABLE BASE
SCADA SYSTEM |  |  |  | 0 | 1 2002: 0%; 2 2003: 0; 3 2004: 0; 5 2006: SCADA SYSTEM; 7 2008: VARIABLE AMORTIZATION YEARS
SHIPPING - WTG & BLADES |  |  |  | 1962.778 | 1 2002: 1.491%; 2 2003: 15.2153; 3 2004: 22.823; 5 2006: SHIPPING - WTG & BLADES; 7 2008: SPLIT AMONG SEVERAL AMORT
TOWER |  |  |  | 10492 | 1 2002: 7.97%; 2 2003: 81.3333; 3 2004: 122; 5 2006: TOWER; 7 2008: LIFE OF LOAN AMORT TERM
TOWER FREIGHT |  |  |  | 645 | 1 2002: 0.4899%; 2 2003: 5; 3 2004: 7.5; 5 2006: TOWER FREIGHT; 7 2008: LIFE OF PROJECT AMORT YEARS
SERVICES |  |  |  | 1758 | 1 2002: 1.335%; 2 2003: 13.6279; 3 2004: 20.4419; 5 2006: SERVICES
SALES TAX |  |  |  | 0 | 1 2002: 0%; 2 2003: 0; 3 2004: 0; 5 2006: SALES TAX
MANUFACTURING COSTS |  |  |  | 0 | 1 2002: 0%; 2 2003: 0; 3 2004: 0; 5 2006: MANUFACTURING COSTS
CIVIL COSTS |  |  |  | 6290.04 | 1 2002: 4.778%; 2 2003: 48.76; 3 2004: 73.14; 5 2006: CIVIL COSTS
MECHANICAL/ERECTION |  |  |  | 5946.728 | 1 2002: 4.517%; 2 2003: 46.0987; 3 2004: 69.148; 5 2006: MECHANICAL/ERECTION
ELECTRICAL DISTRIBUTION |  |  |  | 0 | 1 2002: 0%; 2 2003: 0; 3 2004: 0; 5 2006: ELECTRICAL DISTRIBUTION
ENGINEERING |  |  |  | 1714.84 | 1 2002: 1.303%; 2 2003: 13.2933; 3 2004: 19.94; 5 2006: ENGINEERING
O&M BLDG |  |  |  | 254.56 | 1 2002: 0.1934%; 2 2003: 1.9733; 3 2004: 2.96; 5 2006: O&M BLDG
FACILITY STARTUP |  |  |  | 602.688 | 1 2002: 0.4578%; 2 2003: 4.672; 3 2004: 7.008; 5 2006: FACILITY STARTUP
INTERCONNECTION COSTS |  |  |  | 13847.204 | 1 2002: 10.52%; 2 2003: 107.3427; 3 2004: 161.014; 5 2006: INTERCONNECTION COSTS
OTHER CONSTRUCTION COSTS |  |  |  | 3564.528 | 1 2002: 2.708%; 2 2003: 27.632; 3 2004: 41.448; 5 2006: OTHER CONSTRUCTION COSTS
CONTINGENCY |  |  |  | 3222.076 | 1 2002: 2.448%; 2 2003: 24.9773; 3 2004: 37.466
INFLATION CONTINGENCY |  |  |  | 0 | 1 2002: 0%; 2 2003: 0; 3 2004: 0
PROFIT MARGIN |  |  |  | 0 | 1 2002: 0%; 2 2003: 0; 3 2004: 0; 5 2006: PROFIT MARGIN
EPC WRAP FEE |  |  |  | 0 | 1 2002: 0%; 2 2003: 0; 3 2004: 0; 5 2006: EPC WRAP FEE
EWC DEVELOPER FEE |  |  |  | -50.8747 | 1 2002: -0.03864%; 2 2003: -0.39438; 3 2004: -0.59157; 5 2006: EWC DEVELOPER FEE
PRIMARY FACILITY COST |  |  |  | 116641.5673 | 1 2002: 88.6%; 2 2003: 904.1982; 3 2004: 1356.2973
Security Formula Index - Do not alter these cells
- |  | securecell1
TZ 1.5 |  | securecell2
- |  | securecell3
- |  | securecell4
1500 |  | securecell5
- |  | securecell6
0 |  | securecell7
86 |  | securecell8
0 |  | securecell9
116641.5673 |  | securecell10
-1758 |  | securecell11
SERVICES |  | securecell12
-254.56 |  | securecell13
O&M BLDG |  | securecell14
Data List - Please do not remove
0
1
2
3
4
5
6
7
8
9
10
Internal Assumption Sheet is used for calculations that are internal to EWC only, such as margin and fee calculations.
When presenting a model outside of Enron, secure this model using the SECURE macro button on the Assum sheet.
For models sent to external parties, first calculate the Developer Fee and then manually insert the number and set the switch = 0. Thus the Developer Fee will not bounce around when external users make changes. Make sure any additions to Cash Sources or Uses of Funds are included in the Developer Fee calc
Print Internal
Note on F41: Eddie Moses: per WTG calculations will not be average with mixed WTG configuration
Note on B89: Eddie Moses: Payment for late start due to development delays, is also added to 1st year revenue

## Assum
|  |  | 1 | 2 | 3 | 4 | 5 | 6 | 7 | 8 | 9 | 10 | 11 | 12 | 13 | 14 | 15 | 16 | 17 | 18 | 19 | 20 | 21 | 22 | 23 | 24 | 25 | 26 | 27 | 28 | 29 | 30 | 31
|  |  | 2002 | 2003 | 2004 | 2005 | 2006 | 2007 | 2008 | 2009 | 2010 | 2011 | 2012 | 2013 | 2014 | 2015 | 2016 | 2017 | 2018 | 2019 | 2020 | 2021 | 2022 | 2023 | 2024 | 2025 | 2026 | 2027 | 2028 | 2029 | 2030 | 2031 | 2032
ENRON WIND CORP |  |  | 1 2002: F:\PROJECTS\PROJECTS\WindMerchant\Models\Texas\Sweetwater\[Sweetwater_129 MW_13June00_Breakeven.xls]EWCSum
2000-02-02 12:34
35096.5238
Light Border is input cell
Dark Border and/or No Border are calculation cell NOT input cell
Light Yellow goes to Sources_Uses sheet
Deep Yellow = CB Distrbution cell (connected for internal RAC process)
Part of an HLOOKUP funtion
PROJECT NAME: |  |  | 2 2003: Sweetwater
LOCATION: |  |  | 2 2003: Texas
EXCHANGE RATE Local Currency = | bar: 1 2002 to 2 2003
PROJECT DURATION (YRS): |  |  | 2 2003: 20
[6 empty] | 100% | 1ST YEAR % PRODUCTION
PROJECT START DATE |  |  | 2 2003: 2002-01-01; 4 2005: 100%; 5 2006: QUARTER PRODUCTION START
END OF FIRST YEAR DATE |  |  | 2 2003: 2002-12-31; 4 2005: 2002; 5 2006: BEGINNING YEAR FOR PRODUCTION
[6 empty] | - | TZ 1.5 | -
[6 empty] | - | 1500 | -
WTG NUMBER & TYPE: |  |  | 2 2003: 86; 3 2004: <<<<<<<<<<<<<<<<<<<<<; 4 2005: 0; 5 2006: 86; 6 2007: 0
PROJECT CAPACITY (MW): |  |  | 2 2003: 129
FACILITY COST |  |  | 1 2002: PER WTG; 2 2003: AGGREGATE $(000)
PRIMARY FACILITY COSTS
WTG ACQUISITION, CONSTRUCTION, & DEVELOPMENT |  |  | 1 2002: 1356.2973; 2 2003: 116641.5673
SECONDARY FACILITY COSTS
PREDEVELOPMENT EXPENSES |  |  | 2 2003: 2002; 4 2005: 2001; 5 2006: 2000; 6 2007: 1999; 7 2008: 1998
ANEMOMETRY |  |  | 2 2003: 0; 3 2004: TBD <<<<<<<<<; 4 2005: 0; 7 2008: 0
ENGINEERING |  |  | 2 2003: 283; 3 2004: per JM 1/11/2000; 4 2005: 283; 7 2008: 0
CONSULTING | ALTA |  | 2 2003: 340; 3 2004: per JM 1/11/2000; 4 2005: 340; 7 2008: 0
ENVIRONMENTAL STUDIES |  |  | 2 2003: 200; 3 2004: per JM 1/11/2000; 4 2005: 200; 7 2008: 0
LEGAL PREDEV |  |  | 2 2003: 500; 3 2004: TBD <<<<<<<<<; 4 2005: 500; 7 2008: 0
ACQUISITION COSTS |  |  | 2 2003: 0; 3 2004: TBD <<<<<<<<<; 4 2005: 0; 7 2008: 0
LAND RESOURCE |  |  | 2 2003: 650; 3 2004: per LH 1/11/2000; 4 2005: 650; 7 2008: 0
PERMITTING FEES |  |  | 2 2003: 206; 3 2004: per JM 1/11/2000; 4 2005: 206; 7 2008: 0
BUSINESS DEVELOPMENT |  |  | 2 2003: 565.92; 3 2004: per RG 2/24/00, 3% of margins; 4 2005: 565.92; 7 2008: 0
ADMINISTRATIVE COSTS |  |  | 2 2003: 100; 3 2004: per JM 1/11/2000; 4 2005: 100; 7 2008: 0
WIND RESOURCE |  |  | 2 2003: 225; 3 2004: per RG 1/11/00; 4 2005: 225
PREDEV CONTINGENCY |  |  | 2 2003: 0; 3 2004: TBD <<<<<<<<<; 4 2005: 0; 7 2008: 0
PREDEVELOPMENT EXPENSES TOTAL |  |  | 1 2002: 35.6967; 2 2003: 3069.92
[6 empty] | CONSTRUCTION INSURANCE |  | 129000 | Basis PD |  | CONSTRUCTION LOAN TERMS:
[8 empty] | 19462.1139 | Basis BI |  | # MONTHS FOR CONSTRUCTION |  |  | 14
[6 empty] | ANNUALIZED | RATES |  |  |  | BASE INTEREST RATE |  |  | 6.5% | Oct 2000 Enron Libor
CONSTRUCTION EXPENSES |  |  | 4 2005: 154.8; 5 2006: 0.12; 6 2007: cents/$100; 7 2008: PROPERTY (Basis PD); 9 2010: SPREAD OVER BASE RATE; 12 2013: 2.5%; 13 2014: TBD - standard estimate
CONSTRUCTION INSURANCE |  |  | 2 2003: 262.1565; 3 2004: >>>> SEE BOX >>>>; 4 2005: 29.1932; 5 2006: 0.15; 6 2007: cents/$100; 7 2008: BUSINESS INTERRUPT (Basis BI); 9 2010: TOTAL INTEREST RATE; 12 2013: 9%
INTEREST DURING CONSTRUCTION |  |  | 2 2003: 8188.2012; 3 2004: >>>> SEE BOX >>>>; 4 2005: 5; 5 2006: 5; 6 2007: $000/Year; 7 2008: DELAY IN STARTUP; 9 2010: AVERAGE BALANCE OUTSTANDING; 12 2013: 65%; 13 2014: TBD - standard estimate
EPC WARRANTY FEE |  |  | 2 2003: 0; 3 2004: Calculation below; 4 2005: 6.02; 5 2006: 0.07; 6 2007: $000/Year/wtg; 7 2008: GENERAL LIABILITY; 9 2010: CONST. INTEREST - (IF FIXED); 12 2013: 0; 13 2014: TBD - standard estimate
CONSTRUCTION EXPENSES TOTAL |  |  | 1 2002: 98.26; 2 2003: 8450.3577; 4 2005: 29.6924; 5 2006: 0.02; 6 2007: cents/$100; 7 2008: BOILER & MACHINERY (Basis PD+BI)
[6 empty] | 224.7056 | ANNUALIZED CONST. INSURANCE
CLOSING EXPENSES |  |  | 4 2005: 116.7%; 5 2006: Default - connected to Assum:Months Construction / 12
LEGAL CLOSING |  |  | 2 2003: 1000; 3 2004: per RG 1/11/00
BANKING DUE DILIGENCE EXPENSES |  |  | 2 2003: 100; 3 2004: per RG 1/11/00
INDEPENDENT ENGINEER |  |  | 2 2003: 40; 3 2004: per RG 1/11/00
INSURANCE CONSULTANT FEES |  |  | 2 2003: 25; 3 2004: per RG 1/11/00
INITIAL WORKING CAPITAL |  |  | 2 2003: 700; 3 2004: per JM 1/11/2000
LAND USE PAYMENT |  |  | 2 2003: 0; 3 2004: TBD
EQUITY CLOSING EXPENSES |  |  | 2 2003: 500; 3 2004: per RG 1/11/00
UTILITY INTERCONNECT COSTS |  |  | 2 2003: 0; 3 2004: TBD
CLOSING CONTINGENCY |  |  | 2 2003: 0
LIQUIDATED DAMAGES |  |  | 2 2003: 0; 3 2004: TBD
TITLE INSURANCE |  |  | 2 2003: 516; 3 2004: 4/1000*PDBasis - Texas Estimate
SR DEBT ARRANGEMENT FEE | 40273.8867 | 1.5% | 2 2003: 604.1083; 3 2004: TBD
JR DEBT ARRANGEMENT FEE | 0 | 2% | 2 2003: 0; 3 2004: TBD
CLOSING EXPENSES TOTAL |  |  | 1 2002: 40.5245; 2 2003: 3485.1083
TOTAL PROJECT |  |  | 1 2002: 1530.7785; 2 2003: 131646.9533; 3 2004: Check Total Uses; 4 2005: 131646.9533
CAPACITY FACTOR
kWh |  |  | 1 2002: 468700; 2 2003: Use if supplied by R. Simon; 3 2004: 5450; 4 2005: PER wtg 65m
RATED CAPACITY kWh |  |  | 1 2002: 1130040; 3 2004: ?; 4 2005: PER wtg 80m
CAPACITY FACTOR |  |  | 1 2002: 41.48%; 2 2003: Connect if used
|  |  | 1 | 2 | 3 | 4 | 5 | 6 | 7 | 8 | 9 | 10 | 11 | 12 | 13 | 14 | 15 | 16 | 17 | 18 | 19 | 20 | 21 | 22 | 23 | 24 | 25 | 26 | 27 | 28 | 29 | 30 | 31
|  |  | 2002 | 2003 | 2004 | 2005 | 2006 | 2007 | 2008 | 2009 | 2010 | 2011 | 2012 | 2013 | 2014 | 2015 | 2016 | 2017 | 2018 | 2019 | 2020 | 2021 | 2022 | 2023 | 2024 | 2025 | 2026 | 2027 | 2028 | 2029 | 2030 | 2031 | 2032
GROSS: |  |  | 41.5% | 41.5% | 41.5% | 41.5% | 41.5% | 41.5% | 41.5% | 41.5% | 41.5% | 41.5% | 41.5% | 41.5% | 41.5% | 41.5% | 41.5% | 41.5% | 41.5% | 41.5% | 41.5% | 41.5% | 41.5% | 41.5% | 41.5% | 41.5% | 41.5% | 41.5% | 41.5% | 41.5% | 41.5% | 41.5% | 41.5%
TOPOGRAPHIC ENHANCEMENT | bar: 41.48% 1 2002 to Connect if used 31 2032
WAKE REDUCTION | bar: 41.48% 1 2002 to Connect if used 31 2032
LINE LOSS REDUCTION | bar: 41.48% 1 2002 to Connect if used 31 2032
ICING REDUCTION | bar: 41.48% 1 2002 to Connect if used 31 2032
BLADE CONTAMINATION | bar: 41.48% 1 2002 to Connect if used 31 2032
AVAILABILITY REDUCTION | bar: 41.48% 1 2002 to Connect if used 31 2032
TURBULANCE | bar: 41.48% 1 2002 to Connect if used 31 2032
OTHER ADJUSTMENTS | bar: 41.48% 1 2002 to Connect if used 31 2032
NET: |  |  | 41.5% | 41.5% | 41.5% | 41.5% | 41.5% | 41.5% | 41.5% | 41.5% | 41.5% | 41.5% | 41.5% | 41.5% | 41.5% | 41.5% | 41.5% | 41.5% | 41.5% | 41.5% | 41.5% | 41.5% | 41.5% | 41.5% | 41.5% | 41.5% | 41.5% | 41.5% | 41.5% | 41.5% | 41.5% | 41.5% | 41.5%
RAROC VARIANCE - TOTAL PRODUCTION |  |  | 100% | 100% | 100% | 100% | 100% | 100% | 100% | 100% | 100% | 100% | 100% | 100% | 100% | 100% | 100% | 100% | 100% | 100% | 100% | 100% | 100% | 100% | 100% | 100% | 100% | 100% | 100% | 100% | 100% | 100% | 100%
PROJECT TOTAL PRODUCTION (MWh) |  |  | 468966.6 | 468966.6 | 468966.6 | 468966.6 | 468966.6 | 468966.6 | 468966.6 | 468966.6 | 468966.6 | 468966.6 | 468966.6 | 468966.6 | 468966.6 | 468966.6 | 468966.6 | 468966.6 | 468966.6 | 468966.6 | 468966.6 | 468966.6 | 468966.6 | 468966.6 | 468966.6 | 468966.6 | 468966.6 | 468966.6 | 468966.6 | 468966.6 | 468966.6 | 468966.6 | 468966.6
-50.8747
OPERATING REVENUE |  |  | 1 | 2 | 3 | 4 | 5 | 6 | 7 | 8 | 9 | 10 | 11 | 12 | 13 | 14 | 15 | 16 | 17 | 18 | 19 | 20 | 21 | 22 | 23 | 24 | 25 | 26 | 27 | 28 | 29 | 30 | 31
ESCALATION | 0% |  | 2002 | 2003 | 2004 | 2005 | 2006 | 2007 | 2008 | 2009 | 2010 | 2011 | 2012 | 2013 | 2014 | 2015 | 2016 | 2017 | 2018 | 2019 | 2020 | 2021 | 2022 | 2023 | 2024 | 2025 | 2026 | 2027 | 2028 | 2029 | 2030 | 2031 | 2032
BID PRICE | 100% | 0.0235 | 0.0235 | 0.0235 | 0.0235 | 0.0235 | 0.0235 | 0.0235 | 0.0235 | 0.0235 | 0.0235 | 0.0235 | 0.0235 | 0.0235 | 0.0235 | 0.0235 | 0.0235 | 0.0235 | 0.0235 | 0.0235 | 0.0235 | 0.0235 | 0.0235 | 0.0235 | 0.0235 | 0.0235 | 0.0235 | 0.0235 | 0.0235 | 0.0235 | 0.0235 | 0.0235 | 0.0235
DEFAULT RATE | 2% | esc in year 12 | 0.025 | 0.025 | 0.025 | 0.025 | 0.025 | 0.025 | 0.025 | 0.025 | 0.025 | 0.025 | 0.025 | 0.0255 | 0.02601 | 0.02653 | 0.027061 | 0.027602 | 0.028154 | 0.028717 | 0.029291 | 0.029877 | 0.030475 | 0.031084 | 0.031706 | 0.03234 | 0.032987 | 0.033647 | 0.03432 | 0.035006 | 0.035706 | 0.03642 | 0.037149
OTHER ADDITIONS |  |  | 1 2002: 0
RATE TO CASHFLOW - BEFORE TIME OF YEAR ADJUSTMENT |  |  | 0.0235 | 0.0235 | 0.0235 | 0.0235 | 0.0235 | 0.0235 | 0.0235 | 0.0235 | 0.0235 | 0.0235 | 0.0235 | 0.0235 | 0.0235 | 0.0235 | 0.0235 | 0.0235 | 0.0235 | 0.0235 | 0.0235 | 0.0235 | 0.0235 | 0.0235 | 0.0235 | 0.0235 | 0.0235 | 0.0235 | 0.0235 | 0.0235 | 0.0235 | 0.0235 | 0.0235
Project Switches to Default beginning Year |  |  | 1 2002: 2050
|  |  | PRECEEDING YEAR | CURRENT YEAR
TIME OF YEAR ADJUSTMENT -- DO NOT ALTER |  |  | 1 2002: 0%; 2 2003: 100%
20 YR LEVELIZED PAYMENTS -- @ NPV |  | 8.25% | 1 2002: 0.0235
WORKING CAP/MINIMUM CASH BALANCE |  |  | 1 2002: 700; 2 2003: Default = Working Capital-Other Facility Costs
OTHER REVENUE |  |  | 0 | 0 | 0 | 0 | 0 | 0 | 0 | 0 | 0 | 0 | 0 | 0 | 0 | 0 | 0 | 0 | 0 | 0 | 0 | 0 | 0 | 0 | 0 | 0 | 0 | 0 | 0 | 0 | 0 | 0 | 0
LIQUIDATED DAMAGES |  |  | 1 2002: 0; 2 2003: default = Predev Expense above
OPERATING EXPENSES
INFLATION FORECAST YEAR |  |  | 1998 | 1999 | 2000 | 2001 | 2002 | 2003 | 2004 | 2005 | 2006 | 2007 | 2008 | 2009 | 2010 | 2011 | 2012 | 2013 | 2014 | 2015 | 2016 | 2017 | 2018 | 2019 | 2020 | 2021 | 2022 | 2023 | 2024 | 2025 | 2026 | 2027 | 2028 | 2029 | 2030 | 2031
RAROC INFLATION
RAROC GDPIPD
INFLATION RATE FOR OPER. COSTS: CPI - BCI Report 10/14/99 |  |  | 1.53% | 2.4% | 2.3% | 2.6% | 2.6% | 2.5% | 2.5% | 2.5% | 2.5% | 2.5% | 2.5% | 2.5% | 2.5% | 2.5% | 2.5% | 2.5% | 2.5% | 2.5% | 2.5% | 2.5% | 2.5% | 2.5% | 2.5% | 2.5% | 2.5% | 2.5% | 2.5% | 2.5% | 2.5% | 2.5% | 2.5% | 2.5% | 2.5% | 2.5%
GDPIPD ESCALATION RATE - BCI Report 10/14/99 |  |  | 0.88% | 1.63% | 1.8% | 2.1% | 2.1% | 2.1% | 2% | 2% | 2.2% | 2.2% | 2.2% | 2.2% | 2.2% | 2.2% | 2.2% | 2.2% | 2.2% | 2.2% | 2.2% | 2.2% | 2.2% | 2.2% | 2.2% | 2.2% | 2.2% | 2.2% | 2.2% | 2.2% | 2.2% | 2.2% | 2.2% | 2.2% | 2.2% | 2.2%
INFLATION RATE TO MODEL |  |  | 1.53% | 2.4% | 2.3% | 2.6% | 2.6% | 2.5% | 2.5% | 2.5% | 2.5% | 2.5% | 2.5% | 2.5% | 2.5% | 2.5% | 2.5% | 2.5% | 2.5% | 2.5% | 2.5% | 2.5% | 2.5% | 2.5% | 2.5% | 2.5% | 2.5% | 2.5% | 2.5% | 2.5% | 2.5% | 2.5% | 2.5% | 2.5% | 2.5% | 2.5%
GDPIPD ESCALATION RATE TO MODEL |  |  | 0.88% | 1.63% | 1.8% | 2.1% | 2.1% | 2.1% | 2% | 2% | 2.2% | 2.2% | 2.2% | 2.2% | 2.2% | 2.2% | 2.2% | 2.2% | 2.2% | 2.2% | 2.2% | 2.2% | 2.2% | 2.2% | 2.2% | 2.2% | 2.2% | 2.2% | 2.2% | 2.2% | 2.2% | 2.2% | 2.2% | 2.2% | 2.2% | 2.2%
INFLATION SWITCH ( 1 = BCI Report 0 = RAROC) |  | 1
|  |  | 1 | 2 | 3 | 4 | 5 | 6 | 7 | 8 | 9 | 10 | 11 | 12 | 13 | 14 | 15 | 16 | 17 | 18 | 19 | 20 | 21 | 22 | 23 | 24 | 25 | 26 | 27 | 28 | 29 | 30 | 31 | 32 | 33 | 34
O&M COST/WTG |  |  | 2002 | 2003 | 2004 | 2005 | 2006 | 2007 | 2008 | 2009 | 2010 | 2011 | 2012 | 2013 | 2014 | 2015 | 2016 | 2017 | 2018 | 2019 | 2020 | 2021 | 2022 | 2023 | 2024 | 2025 | 2026 | 2027 | 2028 | 2029 | 2030 | 2031 | 2032 | 2033 | 2034 | 2035
REGULAR MAINTENANCE |  |  | 11 | 11.275 | 11.5569 | 11.8458 | 12.1419 | 12.4455 | 12.7566 | 13.0755 | 13.4024 | 13.7375 | 14.0809 | 14.433 | 14.7938 | 15.1636 | 15.5427 | 15.9313 | 16.3296 | 16.7378 | 17.1562 | 17.5852 | 18.0248 | 18.4754 | 18.9373 | 19.4107 | 19.896 | 20.3934 | 20.9032 | 21.4258 | 21.9614 | 22.5105 | 23.0732 | 23.6501 | 24.2413 | 24.8474
PARTS REPLACEMENT |  |  | 0 | 0 | 0 | 0 | 0 | 9.4781 | 10.5417 | 11.7247 | 13.0403 | 13.6104 | 14.2054 | 14.8263 | 15.4745 | 16.1509 | 16.857 | 17.5939 | 17.5939 | 17.5939 | 17.5939 | 17.5939 | 18.0337 | 18.4845 | 18.9467 | 19.4203 | 19.9058 | 20.4035 | 20.9136 | 21.4364 | 21.9723 | 22.5216 | 23.0847 | 23.6618 | 24.2533 | 24.8597
Warranty Costs/Parts Replacement | Probability Level |  | 1 2002: of Cost Being Less Than :
Best Case | 5% |  | 1 2002: 9123; 2 2003: 7175; 3 2004: 5227; 4 2005: 5813.5487; 5 2006: 6465.9171; 6 2007: 7191.4912; 7 2008: 7998.4856; 8 2009: 8896.0371; 9 2010: 9894.3074; 10 2011: 10326.8319; 11 2012: 10778.2639; 12 2013: 11249.4301; 13 2014: 11741.193; 14 2015: 12254.4531; 15 2016: 12790.1501; 16 2017: 13349.2648; 17 2018: 13349.2648; 18 2019: 13349.2648; 19 2020: 13349.2648; 20 2021: 13349.2648
Expected Case | 50% |  | 1 2002: 11005; 2 2003: 8947; 3 2004: 6889; 4 2005: 7662.0504; 5 2006: 8521.8487; 6 2007: 9478.1294; 7 2008: 10541.7194; 8 2009: 11724.6603; 9 2010: 13040.3451; 10 2011: 13610.397; 11 2012: 14205.3683; 12 2013: 14826.3485; 13 2014: 15474.4746; 14 2015: 16150.9331; 15 2016: 16856.9627; 16 2017: 17593.8559; 17 2018: 17593.8559; 18 2019: 17593.8559; 19 2020: 17593.8559; 20 2021: 17593.8559
Worst Case | 95% |  | 1 2002: 12887; 2 2003: 10719; 3 2004: 8551; 4 2005: 9510.552; 5 2006: 10577.7802; 6 2007: 11764.7677; 7 2008: 13084.9532; 8 2009: 14553.2835; 9 2010: 16186.3828; 10 2011: 16893.962; 11 2012: 17632.4727; 12 2013: 18403.267; 13 2014: 19207.7562; 14 2015: 20047.4131; 15 2016: 20923.7753; 16 2017: 21838.4471; 17 2018: 21838.4471; 18 2019: 21838.4471; 19 2020: 21838.4471; 20 2021: 21838.4471
* Growth factor is applied years 2, 4-16
LAND LEASE TERMS |  |  | 1 2002: ROYALTY +; 2 2003: FIXED
YEARS 1-15 |  |  | 1 2002: 3%; 2 2003: 0.75; 3 2004: JMaurerJan00
YEARS 16-30 |  |  | 1 2002: 4%; 2 2003: 0.75; 3 2004: JMaurerJan00
OPERATING TAXES
ENERGY SALES TAX RATE | bar: 1 2002 to 34 2035
BASE |  |  | 1 2002: 103222.532
RATE NOLEN COUNTY TEXAS, Annual Increase | 2.348% | 2% |  | 2.348% | 2.394% | 2.442% | 2.491% | 2.541% | 2.592% | 2.644% | 2.697% | 2.75% | 2.805% | 2.862% | 2.919% | 2.977% | 3.037% | 3.097% | 3.159% | 3.223% | 3.287% | 3.353% | 3.42% | 3.488% | 3.558% | 3.629% | 3.702% | 3.776% | 3.851% | 3.928% | 4.007% | 4.087% | 4.169% | 4.252% | 4.337% | 4.424%
DEPRECIATION |  |  |  | 0.973 | 0.943 | 0.909 | 0.872 | 0.83 | 0.756 | 0.682 | 0.606 | 0.528 | 0.447 | 0.364 | 0.279 | 0.267 | 0.259 | 0.25 | 0.25 | 0.25 | 0.25 | 0.25 | 0.25 | 0.25 | 0.25 | 0.25 | 0.25 | 0.25 | 0.25 | 0.25 | 0.25 | 0.25 | 0.25 | 0.25 | 0.25 | 0.25
ABATEMENT |  |  |  | 0.5% | 0.5% | 0.5% | 0.5% | 0.5% | 0% | 0% | 0% | 0% | 0% | 0% | 0% | 0% | 0% | 0% | 0% | 0% | 0% | 0% | 0% | 0% | 0% | 0% | 0% | 0% | 0% | 0% | 0% | 0% | 0% | 0% | 0% | 0%
PERSONAL PROPERTY TAX |  |  | 0 | 1855.5463 | 1844.0358 | 1822.4827 | 1792.2673 | 1748.6288 | 2022.5663 | 1861.082 | 1686.7625 | 1499.0475 | 1294.4616 | 1075.185 | 840.5938 | 820.528 | 811.8618 | 799.3234 | 815.3099 | 831.6161 | 848.2484 | 865.2133 | 882.5176 | 900.168 | 918.1713 | 936.5347 | 955.2654 | 974.3708 | 993.8582 | 1013.7353 | 1034.01 | 1054.6902 | 1075.784 | 1097.2997 | 1119.2457 | 1141.6306
per 010599exposureanalysis.xls Propery Tax per J. Maurer27Jan00 |  |  | 1 2002: LAG YEAR 1
INSURANCE EXPENSE BASIS
PD BASIS $ PER MW ESTIMATE |  |  | 1 2002: 1000; 2 2003: Insurable value averages $1000-1200 / MW
PHYSICAL DAMAGE BASIS |  |  | 1 2002: 129000; 2 2003: PD Basis
BUSINESS INTERRUPTION BASIS |  |  | 1 2002: 19462.1139; 2 2003: BI Basis 1st full yr revenue + full yr 1 PTC
OPERATING INSURANCE |  |  | 1 2002: ANNUALIZED; 2 2003: RATES
PROPERTY - PRIMARY & BUS. INT. (Basis PD+BI) |  |  | 1 2002: 74.2311; 2 2003: 0.05; 3 2004: cents/$100; 4 2005: TBD
PROPERTY - EXCESS (Basis PD) |  |  | 1 2002: 180.6; 2 2003: 0.14; 3 2004: cents/$100; 4 2005: TBD
BUSINESS INTERRUPTION - EXCESS (BI) |  |  | 1 2002: 7.7848; 2 2003: 0.04; 3 2004: cents/$100; 4 2005: TBD
BOILER & MACHINERY (Basis PD+BI) |  |  | 1 2002: 59.3848; 2 2003: 0.04; 3 2004: cents/$100; 4 2005: TBD
GENERAL LIABILITY |  |  | 1 2002: 6.536; 2 2003: 0.076; 3 2004: thousands per WTG; 4 2005: TBD
TOTAL OPERATING INSURANCE - ANNUAL |  |  | 1 2002: 328.5367
WARRANTIES & FEES
EPC PAYMENT TO ECM |  |  | 1 2002: 0; 2 2003: 0; 3 2004: 0; 4 2005: 0; 5 2006: 0; 6 2007: 0; 7 2008: 0; 8 2009: 0; 9 2010: 0; 10 2011: 0; 11 2012: 0
EPC PAYMENT TO ZOND CONSTRUCTORS |  |  | 15 | 14 | 13 | 13 | 13 | 0 | 0 | 0 | 0 | 0 | 0 | 0 | 0 | 0 | 0 | 0 | 0 | 0 | 0 | 0 | 0 | 0 | 0 | 0 | 0 | 0 | 0 | 0 | 0 | 0 | 0 | 0 | 0 | 0
TOTAL EPC WARRANTY PAYMENT ----- PER WTG |  |  | 15 | 14 | 13 | 13 | 13 | 0 | 0 | 0 | 0 | 0 | 0 | 0 | 0 | 0 | 0 | 0 | 0 | 0 | 0 | 0 | 0 | 0 | 0 | 0 | 0 | 0 | 0 | 0 | 0 | 0 | 0 | 0 | 0 | 0
NPV OFTOTAL EPC WARRANTY @ DISCOUNT RATE |  | 13% | 1 2002: 4151.8276
FEE SWITCH (1=CASHFLOW FEE : 0=USE OF FUNDS) |  | 1
|  |  | 1 | 2 | 3 | 4 | 5 | 6 | 7 | 8 | 9 | 10 | 11 | 12 | 13 | 14 | 15 | 16 | 17 | 18 | 19 | 20 | 21 | 22 | 23 | 24 | 25 | 26 | 27 | 28 | 29 | 30 | 31
OPERATING EXENSES - TOTALS TO CASHFLOW |  |  | 2002 | 2003 | 2004 | 2005 | 2006 | 2007 | 2008 | 2009 | 2010 | 2011 | 2012 | 2013 | 2014 | 2015 | 2016 | 2017 | 2018 | 2019 | 2020 | 2021 | 2022 | 2023 | 2024 | 2025 | 2026 | 2027 | 2028 | 2029 | 2030 | 2031 | 2032
MAINTENANCE |  |  | 946 | 969.65 | 993.8912 | 1018.7385 | 1044.207 | 1070.3122 | 1097.07 | 1124.4967 | 1152.6091 | 1181.4244 | 1210.96 | 1241.234 | 1272.2648 | 1304.0714 | 1336.6732 | 1370.0901 | 1404.3423 | 1439.4509 | 1475.4371 | 1512.3231 | 1550.1312 | 1588.8844 | 1628.6065 | 1669.3217 | 1711.0547 | 1753.8311 | 1797.6769 | 1842.6188 | 1888.6843 | 1935.9014 | 1984.2989
NONROUTINE MAINTENANCE |  |  | 0 | 0 | 0 | 0 | 0 | 815.1191 | 906.5879 | 1008.3208 | 1121.4697 | 1170.4941 | 1221.6617 | 1275.066 | 1330.8048 | 1388.9802 | 1449.6988 | 1513.0716 | 1513.0716 | 1513.0716 | 1513.0716 | 1513.0716 | 1550.8984 | 1589.6709 | 1629.4126 | 1670.1479 | 1711.9016 | 1754.6992 | 1798.5667 | 1843.5308 | 1889.6191 | 1936.8596 | 1985.2811
ELECTRICITY USAGE |  |  | 22.2411 | 22.2411 | 22.2411 | 22.2411 | 22.2411 | 22.2411 | 22.2411 | 22.2411 | 22.2411 | 22.2411 | 22.2411 | 22.2411 | 22.2411 | 22.2411 | 22.2411 | 22.2411 | 22.2411 | 22.2411 | 22.2411 | 22.2411 | 22.2411 | 22.2411 | 22.2411 | 22.2411 | 22.2411 | 22.2411 | 22.2411 | 22.2411 | 22.2411 | 22.2411 | 22.2411
LAND PAYMENTS |  |  | 331.3715 | 331.3715 | 331.3715 | 331.3715 | 331.3715 | 331.3715 | 331.3715 | 331.3715 | 331.3715 | 331.3715 | 331.3715 | 331.3715 | 331.3715 | 331.3715 | 331.3715 | 441.5786 | 441.5786 | 441.5786 | 441.5786 | 441.5786 | 0.75 | 0.75 | 0.75 | 0.75 | 0.75 | 0.75 | 0.75 | 0.75 | 0.75 | 0.75 | 0.75
ENERGY SALES TAX |  |  | 0 | 0 | 0 | 0 | 0 | 0 | 0 | 0 | 0 | 0 | 0 | 0 | 0 | 0 | 0 | 0 | 0 | 0 | 0 | 0 | 0 | 0 | 0 | 0 | 0 | 0 | 0 | 0 | 0 | 0 | 0
TOTAL PROPERTY TAX - REAL & PERSONAL |  |  | 0 | 1855.5463 | 1844.0358 | 1822.4827 | 1792.2673 | 1748.6288 | 2022.5663 | 1861.082 | 1686.7625 | 1499.0475 | 1294.4616 | 1075.185 | 840.5938 | 820.528 | 811.8618 | 799.3234 | 815.3099 | 831.6161 | 848.2484 | 865.2133 | 882.5176 | 900.168 | 918.1713 | 936.5347 | 955.2654 | 974.3708 | 993.8582 | 1013.7353 | 1034.01 | 1054.6902 | 1075.784
INSURANCE |  |  | 328.5367 | 337.0787 | 345.5057 | 354.1433 | 362.9969 | 372.0718 | 381.3736 | 390.908 | 400.6807 | 410.6977 | 420.9651 | 431.4892 | 442.2765 | 453.3334 | 464.6667 | 476.2834 | 488.1905 | 500.3952 | 512.9051 | 525.7277 | 538.8709 | 552.3427 | 566.1513 | 580.3051 | 594.8127 | 609.683 | 624.9251 | 640.5482 | 656.5619 | 672.976 | 689.8004
AUDIT COSTS |  |  | 0 | 0 | 0 | 0 | 0 | 0 | 0 | 0 | 0 | 0 | 0 | 0 | 0 | 0 | 0 | 0 | 0 | 0 | 0 | 0 | 0 | 0 | 0 | 0 | 0 | 0 | 0 | 0 | 0 | 0 | 0
SR DEBT ANNUAL AGENCY FEE |  |  | 35 | 35.91 | 36.8077 | 37.7279 | 38.6711 | 39.6379 | 40.6289 | 41.6446 | 42.6857 | 43.7528 | 44.8467 | 45.9678 | 47.117 | 48.295 | 49.5023 | 50.7399 | 52.0084 | 53.3086 | 0 | 0 | 0 | 0 | 0 | 0 | 0 | 0 | 0 | 0 | 0 | 0 | 0
JR DEBT ANNUAL AGENCY FEE |  |  | 0 | 0 | 0 | 0 | 0 | 0 | 0 | 0 | 0 | 0 | 0 | 0 | 0 | 0 | 0 | 0 | 0 | 0 | 0 | 0 | 0 | 0 | 0 | 0 | 0 | 0 | 0 | 0 | 0 | 0 | 0
INDEPENDENT ENGINEER |  |  | 40 | 41.04 | 42.066 | 43.1176 | 44.1956 | 45.3005 | 46.433 | 47.5938 | 48.7837 | 50.0033 | 51.2533 | 52.5347 | 53.848 | 55.1942 | 56.5741 | 57.9884 | 59.4382 | 60.9241 | 0 | 0 | 0 | 0 | 0 | 0 | 0 | 0 | 0 | 0 | 0 | 0 | 0
MISCELLANEOUS |  |  | 0 | 0 | 0 | 0 | 0 | 0 | 0 | 0 | 0 | 0 | 0 | 0 | 0 | 0 | 0 | 0 | 0 | 0 | 0 | 0 | 0 | 0 | 0 | 0 | 0 | 0 | 0 | 0 | 0 | 0 | 0
RAROC OPEX VARIANCE |  |  | 0 | 0 | 0 | 0 | 0 | 0 | 0 | 0 | 0 | 0 | 0 | 0 | 0 | 0 | 0 | 0 | 0 | 0 | 0 | 0 | 0 | 0 | 0 | 0 | 0 | 0 | 0 | 0 | 0 | 0 | 0
EPC WARRANTY PAYMENT |  |  | 1290 | 1204 | 1118 | 1118 | 1118 | 0 | 0 | 0 | 0 | 0 | 0 | 0 | 0 | 0 | 0 | 0 | 0 | 0 | 0 | 0 | 0 | 0 | 0 | 0 | 0 | 0 | 0 | 0 | 0 | 0 | 0
EWC MANAGEMENT FEE |  |  | 250 | 256.5 | 262.9125 | 269.4853 | 276.2224 | 283.128 | 290.2062 | 297.4614 | 304.8979 | 312.5203 | 320.3334 | 328.3417 | 336.5502 | 344.964 | 353.5881 | 362.4278 | 371.4885 | 380.7757 | 390.2951 | 400.0525 | 410.0538 | 420.3051 | 430.8127 | 441.5831 | 452.6226 | 463.9382 | 475.5367 | 487.4251 | 499.6107 | 512.101 | 524.9035
TAXES AND PTC:
FEDERAL TAX |  |  | 1 2002: TOTAL; 2 2003: FEDERAL; 3 2004: STATE
OUTSIDE EQUITY TOTAL EFFECTIVE RATE |  |  | 1 2002: 39.55%; 2 2003: 35%; 3 2004: 7%
EWC TOTAL EFFECTIVE RATE |  |  | 1 2002: 39.55%; 2 2003: 35%; 3 2004: 7%
|  |  | 1 | 2 | 3 | 4 | 5 | 6 | 7 | 8 | 9 | 10 | 11
MACRS DEPRECIATION SCHEDULE |  |  | 2002 | 2003 | 2004 | 2005 | 2006 | 2007 | 2008 | 2009 | 2010 | 2011 | 2012
MID QUARTERT CONVENTION : Q4 |  |  | 5% | 38% | 22.8% | 13.68% | 10.94% | 9.58% | 0% | 0% | 0% | 0% | 0%
HALF YEAR CONVENTION : Q1-Q3 |  |  | 20% | 32% | 19.2% | 11.52% | 11.52% | 5.76% | 0% | 0% | 0% | 0% | 0%
DEPRECIATION BASIS %
FACILITY DEPRECIABLE BASE |  | 95% | 39.55% 1 2002: MACRS HALFYR; 35% 2 2003: 122487.6736
VARIABLE AMORT |  | 0% | 39.55% 1 2002: 10; 35% 2 2003: 0
LIFE OF LOAN AMORT |  | 3% | 39.55% 1 2002: 18; 35% 2 2003: 3868.0318
LIFE OF PROJECT AMORT |  | 2% | 39.55% 1 2002: 20; 35% 2 2003: 2578.6879
TOTAL DEPRECIABLE ASSETS |  | 100% | 35% 2 2003: 128934.3933
PTC
FEDERAL PROD. TAX CREDIT (1992 CENTS/kWh) |  |  | 39.55% 1 2002: 0.015
GDP MULTIPLIER YEAR |  | 1999 | 39.55% 1 2002: 1.1269
OTHER ADJUSTMENT FOR LATER START YEAR |  | 2002 | 39.55% 1 2002: 1.0394
FEDERAL PROD. TAX CREDIT CALCULATED |  |  | 0.017569 | 0.017938 | 0.018297 | 0.018663 | 0.019073 | 0.019493 | 0.019922 | 0.02036 | 0.020808 | 0.021266 | 0.021734
FEDERAL PROD. TAX CREDIT - IRS ADJUSTED |  |  | 0.018 | 0.018 | 0.018 | 0.019 | 0.019 | 0.019 | 0.02 | 0.02 | 0.021 | 0.021 | 0.022
DEBT ASSUMPTIONS:
SENIOR DEBT
| TRANCHE A | TRANCHE B | 39.55% 1 2002: TOTAL
BEGINNING BALANCE | 40273.8867 | 0 | 39.55% 1 2002: 40273.8867
TERM OF LOAN | 18 | 0 | bar: 39.55% 1 2002 to 7% 3 2004
COVERAGE RATIO | 178.2% | bar: 39.55% 1 2002 to 7% 3 2004
COVERAGE RATIO + 1 |  |  | 39.55% 1 2002: OUTSIDE; 35% 2 2003: EWC
PAYMENTS PER YEAR | 2 | 2 | 39.55% 1 2002: 12.34%; 35% 2 2003: 12.34%; 7% 3 2004: 10 YR IRR
|  |  | 12.5% | 12.5% | 20 YR 1RR
TRANCHE A | Bank Tranche
SR DEBT TERM |  |  | 39.55% 1 2002: 18
SR DEBT FINE TUNER |  |  | 39.55% 1 2002: 0
DAYS PER YEAR |  |  | 39.55% 1 2002: 360
FIRST PAYMENT DATE |  |  | 39.55% 1 2002: 2002-06-30; 35% 2 2003: Default - 6 month from project start date
2ND PAYMENT DATE |  |  | 39.55% 1 2002: 2002-12-30; 35% 2 2003: Default - 6 month from 1st payment date
1st S.A. PERIOD PRODUCTION WEIGHT FACTOR BY PROJECT YEAR |  |  | 39.55% 1 2002: 50%
PMTS PER YEAR (1=ANNUAL 2=SEMI-ANNUAL) |  |  | 2 |  | 3 | 4 | 5 | 6 | 7 | 8 | 9 | 10 | 11 | 12 | 13 | 14 | 15 | 16 | 17 | 18 | 19 | 20 | 21 | 22 | 23 | 24 | 25 | 26 | 27 | 28 | 29 | 30 | 31 | 32 | 33 | 34 | 35
TRANCHE A COVERAGE RATIO: | TBD per Cutbirth/Gates |  | 140% | 140% | 140% | 140% | 140% | 140% | 140% | 140% | 140% | 140% | 140% | 140% | 140% | 140% | 140% | 140% | 140% | 140% | 140% | 140% | 140% | 140% | 140% | 140% | 140% | 140% | 140% | 140% | 140% | 140% | 140% | 140% | 140% | 140% | 140%
BASE INTEREST RATE | Libor 1 Jul 2009 per Enron |  | 7.1% | 7.1% | 7.1% | 7.1% | 7.1% | 7.1% | 7.1% | 7.1% | 7.1% | 7.1% | 7.1% | 7.1% | 7.1% | 7.1% | 7.1% | 7.1% | 7.1% | 7.1% | 7.1% | 7.1% | 7.1% | 7.1% | 7.1% | 7.1% | 7.1% | 7.1% | 7.1% | 7.1% | 7.1% | 7.1% | 7.1% | 7.1% | 7.1% | 7.1% | 7.1%
CREDIT AND ADDERS | per JG 2/24/00 |  | 0.5% | 0.5% | 0.5% | 0.5% | 0.5% | 0.5% | 0.5% | 0.5% | 0.5% | 0.5% | 0.5% | 0.5% | 0.5% | 0.5% | 0.5% | 0.5% | 0.5% | 0.5% | 0.5% | 0.5% | 0.5% | 0.5% | 0.5% | 0.5% | 0.5% | 0.5% | 0.5% | 0.5% | 0.5% | 0.5% | 0.5% | 0.5% | 0.5% | 0.5% | 0.5%
SPREAD | escalates after yr 12 |  | 1.5% | 1.5% | 1.5% | 1.5% | 1.5% | 1.5% | 1.5% | 1.5% | 1.5% | 1.5% | 1.5% | 1.5% | 1.55% | 1.6% | 1.65% | 1.7% | 1.75% | 1.8% | 1.85% | 1.9% | 1.95% | 2% | 2.05% | 2.1% | 2.15% | 2.2% | 2.25% | 2.3% | 2.35% | 2.4% | 2.45% | 2.5% | 2.55% | 2.6% | 2.65%
BANK NET INTEREST RATE: |  |  | 9.1% | 9.1% | 9.1% | 9.1% | 9.1% | 9.1% | 9.1% | 9.1% | 9.1% | 9.1% | 9.1% | 9.1% | 9.15% | 9.2% | 9.25% | 9.3% | 9.35% | 9.4% | 9.45% | 9.5% | 9.55% | 9.6% | 9.65% | 9.7% | 9.75% | 9.8% | 9.85% | 9.9% | 9.95% | 10% | 10.05% | 10.1% | 10.15% | 10.2% | 10.25%
TBD per Cutbirth/Gates
|  |  | TRANCHE A | TRANCHE B
TRANCHE WEIGHTING FACTORS |  |  | 100% | 0%
TRANCHE B | Institutional Tranche
SR DEBT TERM |  |  | 20
SR DEBT FINE TUNER |  |  | 0
DAYS PER YEAR |  |  | 360
FIRST PAYMENT DATE |  |  | 2002-06-30 | Default - 6 month from project start date
2ND PAYMENT DATE |  |  | 2002-12-30 | Default - 6 month from 1st payment date
1st S.A. PERIOD PRODUCTION WEIGHT FACTOR BY PROJECT YEAR |  |  | 50% | Default - same as Tranche A
PMTS PER YEAR (1=ANNUAL 2=SEMI-ANNUAL) |  |  | 2
TRANCHE B COVERAGE RATIO: |  |  | 140% | 140% | 140% | 140% | 140% | 140% | 140% | 140% | 140% | 140% | 140% | 140% | 140% | 140% | 140% | 140% | 140% | 140% | 140% | 140% | 140% | 140% | 140% | 140% | 140% | 140% | 140% | 140% | 140% | 140% | 140% | 140% | 140% | 140% | 140%
BASE INTEREST RATE | Need 8.5 year Treasuries |  | 6.56% | 6.56% | 6.56% | 6.56% | 6.56% | 6.56% | 6.56% | 6.56% | 6.56% | 6.56% | 6.56% | 6.56% | 6.56% | 6.56% | 6.56% | 6.56% | 6.56% | 6.56% | 6.56% | 6.56% | 6.56% | 6.56% | 6.56% | 6.56% | 6.56% | 6.56% | 6.56% | 6.56% | 6.56% | 6.56% | 6.56% | 6.56% | 6.56% | 6.56% | 6.56%
COST TO FIX RATE | per JG 2/24/00 |  | 0.5% | 0.5% | 0.5% | 0.5% | 0.5% | 0.5% | 0.5% | 0.5% | 0.5% | 0.5% | 0.5% | 0.5% | 0.5% | 0.5% | 0.5% | 0.5% | 0.5% | 0.5% | 0.5% | 0.5% | 0.5% | 0.5% | 0.5% | 0.5% | 0.5% | 0.5% | 0.5% | 0.5% | 0.5% | 0.5% | 0.5% | 0.5% | 0.5% | 0.5% | 0.5%
SPREAD | per JG 2/24/00 |  | 2.75% | 2.75% | 2.75% | 2.75% | 2.75% | 2.75% | 2.75% | 2.75% | 2.75% | 2.75% | 2.75% | 2.75% | 2.75% | 2.75% | 2.75% | 2.75% | 2.75% | 2.75% | 2.75% | 2.75% | 2.75% | 2.75% | 2.75% | 2.75% | 2.75% | 2.75% | 2.75% | 2.75% | 2.75% | 2.75% | 2.75% | 2.75% | 2.75% | 2.75% | 2.75%
BANK NET INTEREST RATE: |  |  | 9.81% | 9.81% | 9.81% | 9.81% | 9.81% | 9.81% | 9.81% | 9.81% | 9.81% | 9.81% | 9.81% | 9.81% | 9.81% | 9.81% | 9.81% | 9.81% | 9.81% | 9.81% | 9.81% | 9.81% | 9.81% | 9.81% | 9.81% | 9.81% | 9.81% | 9.81% | 9.81% | 9.81% | 9.81% | 9.81% | 9.81% | 9.81% | 9.81% | 9.81% | 9.81%
JUNIOR DEBT:
SUB-DEBT COVERAGE RATIO
JR DEBT TOTAL | 0 |  | 0 |  | 3: TERM OF SUB-DEBT LOAN
PAYMENTS PER YEAR | 1 |  | 12.34% |  | 3: OUTSIDE 10yr IRR
FIRST SEMI-ANNUAL PRINCIPLE PAYMENT | YES |  | 12.34% |  | 3: EWC 10yr IRR
JR DEBT SWITCH (1 = On 0 = Off) |  |  | 0
JR DEBT TERM |  |  | 10
JR DEBT FINE TUNER |  |  | -150
DAYS PER YEAR |  |  | 360
1st PAYMENT DATE |  |  | 2002-07-01 | Default - 6 month from project start date
2nd PAYMENT DATE |  |  | 2003-01-01 | Default - 6 month from 1st payment date
FIRST SEMI-ANNUAL PRINCIPLE PAYMENT (1=YES 0=NO) |  |  | 1
PRODUCTION WEIGHT FACTOR BY PROJECT YEAR |  |  | 50%
PMTS PER YEAR (1=ANNUAL 2=SEMI-ANNUAL) |  |  | 1
BASE INTEREST RATE |  |  | 5.5% | 3 MONTH LIBOR Bloomberg 9/24/98
COST TO FIX RATE |  |  | 0 | TBD per Cutbirth/Gates | 4: TBD per Cutbirth/Gates
SPREAD |  |  | 2.5% | 2.5% | 2.5% | 2.5% | 2.5% | 2.5% | 2.5% | 2.5% | 2.5% | 2.5% | 2.5% | 2.5% | 2.5% | 2.5% | 2.5% | 2.5% | 2.5% | 2.5% | 2.5% | 2.5% | 2.5% | 2.5% | 2.5% | 2.5% | 2.5% | 2.5% | 2.5% | 2.5% | 2.5% | 2.5% | 2.5% | 2.5% | 2.5% | 2.5% | 2.5%
JR DEBT NET INTEREST RATE: |  |  | 8% | 8% | bar: 3 to 35
TBD per Cutbirth/Gates
PTC REDUCTION % - for exclusion |  |  | 100% | 100% | 100% | 100% | 100% | 100% | 100% | 100% | 100% | 100% | 100% | 100% | 100% | 100% | 100% | 100% | 100% | 100% | 100% | 100% | 100% | 100% | 100% | 100% | 100% | 100% | 100% | 100% | 100% | 100% | 100% | 100% | 100% | 100% | 100%
PTC GEC CHECK COV RATIO |  |  | 150% | 150% | 150% | 150% | 150% | 150% | 150% | 150% | 150% | 150% | 150% | 150% | 150% | 150% | 150% | 150% | 150% | 150% | 150% | 150% | 150% | 150% | 150% | 150% | 150% | 150% | 150% | 150% | 150% | 150% | 150% | 150% | 150% | 150% | 150%
PROJECT CASH AVAILABLE FOR MONETIZATION COV RATIO |  |  | 100% | 100% | 100% | 100% | 100% | 100% | 100% | 100% | 100% | 100% | 100% | 100% | 100% | 100% | 100% | 100% | 100% | 100% | 100% | 100% | 100% | 100% | 100% | 100% | 100% | 100% | 100% | 100% | 100% | 100% | 100% | 100% | 100% | 100% | 100%
TOTAL CASH AND PTC FOR JR DEBT COV RATIO |  |  | 120% | 120% | 120% | 120% | 120% | 120% | 120% | 120% | 120% | 120% | 120% | 120% | 120% | 120% | 120% | 120% | 120% | 120% | 120% | 120% | 120% | 120% | 120% | 120% | 120% | 120% | 120% | 120% | 120% | 120% | 120% | 120% | 120% | 120% | 120%
INITIAL EXCLUDED PTC |  |  | 41% | TBD per Cutbirth/Gates
# Years for which Baseline is exluded |  |  | 5 | TBD per Cutbirth/Gates
FINAL EXCLUDED PTC |  |  | 28% | TBD per Cutbirth/Gates
Monetization Rate - Outside Equity |  |  | 0.93 | TBD per Cutbirth/Gates
Monetization Rate - EWC |  |  | 0.93 | TBD per Cutbirth/Gates
RESERVES
DEBT RESERVE:
PROVISION FOR LETTER OF CREDIT - SR DEBT |  |  | 1.5% | TBD
PROVISION FOR LETTER OF CREDIT - JR DEBT |  |  | 1.5% | TBD
% OF NEXT YEAR DEBT SERVICE |  |  | 50% | TBD
O&M RESERVE
PROVISION FOR LETTER OF CREDIT - O&M |  |  | 1.5% | TBD
% OF NEXT YEAR'S O&M |  |  | 50% | TBD
EQUITY ASSUMPTIONS |  |  | SEE NOTE >>>>>>>>>
FIRST ANNUAL DISTRIBUTION DATE |  |  | 2002-12-30 | default = 2nd Annual Debt Repayment Date
NPV OF TOTAL EQUITY |  |  | 91373.0666 | 20 YR
NPV CALC DISCOUNT RATE |  |  | 12.5% | Connected to Outside & EWC sheets
EQUITY SWITCH (1=User Input : 0=Model Solve) |  |  | 1
TOTAL EQUITY -- USER INPUT |  |  | 91373.0666 |  | 3: OUTSIDE; 4: EWC
OUTSIDE EQUITY -- CONTRIBUTION % |  | 99% | 90459.336 |  | 3: 12.34%; 4: 12.34%; 5: 10 YR IRR
EWC -- CONTRIBUTION % |  | 1% | 913.7307 |  | 3: 12.5%; 4: 12.5%; 5: 20 YR IRR
|  |  | 1 | 2 | 3 | 4 | 5 | 6 | 7 | 8 | 9 | 10 | 11 | 12 | 13 | 14 | 15 | 16 | 17 | 18 | 19 | 20 | 21 | 22 | 23 | 24 | 25 | 26 | 27 | 28 | 29 | 30 | 31
|  |  | 2002 | 2003 | 2004 | 2005 | 2006 | 2007 | 2008 | 2009 | 2010 | 2011 | 2012 | 2013 | 2014 | 2015 | 2016 | 2017 | 2018 | 2019 | 2020 | 2021 | 2022 | 2023 | 2024 | 2025 | 2026 | 2027 | 2028 | 2029 | 2030 | 2031 | 2032
CASH DISTRIBUTIONS: |  |  | 913.7307 1 2002: Default = Contribution %
OUTSIDE SHARE |  |  | 99% | 99% | 99% | 99% | 99% | 99% | 99% | 99% | 99% | 99% | 99% | 99% | 99% | 99% | 99% | 99% | 99% | 99% | 99% | 99% | 99% | 99% | 99% | 99% | 99% | 99% | 99% | 99% | 99% | 99%
EWC SHARE | bar: 913.7307 1 2002 to 20 YR IRR 30 2031
TAX/BOOK INCOME: |  |  | 913.7307 1 2002: Default = Contribution %
OUTSIDE SHARE |  |  | 99% | 99% | 99% | 99% | 99% | 99% | 99% | 99% | 99% | 99% | 99% | 99% | 99% | 99% | 99% | 99% | 99% | 99% | 99% | 99% | 99% | 99% | 99% | 99% | 99% | 99% | 99% | 99% | 99% | 99%
EWC SHARE | bar: 913.7307 1 2002 to 20 YR IRR 30 2031
EWC BOOK ELIMINATION % |  |  | 913.7307 1 2002: 1%; 913.7307 2 2003: Default = Contribution %
Data List - Please do not remove
0
1
2
3
4
5
6
7
8
9
10
Formulas:
PER WTG = EDATE([PER WTG, row above],6)
Print Assumptions
Print Standard
Print All
Secure
Unlock
Debt is solved by Project Year and then re-casted by Calendar Year on the debt sheets. Input the First payment date (even if the principle payment is skipped the first year) and the model defaults to 6 month semi-annual. If payments are per annum, input as if semi-annual and use Payments per Year switch
CHECK! Dates and Values on Outside and EWC sheets to accurately reflect Project Start and Tax Year effects - ALL CONTINGENECIES CANNOT BE COVERED WITH AUTOMATION
Note on B21: Eddie Moses: The currency toggle allows viewing results in other than the base currency. (there are slight rounding differences) The toggle effects the Sources_Uses and Cashflow sheets (as well as PTC's on the Income sheet just for consistency) ONLY. All other values are changed through these two sheets. RAC cells are not included, be wary if you RAROC with the toggle≠1.0 Caveat Emptor - If you must alter the basic workings of the model, particularly Sources_Uses, Cashflow orDebt, the toggle may not work unless you work it into your alterations and trace it thru the model. If you don't plan on switching currencies, don't worry about it.
Note on F58: Eddie Moses: calculation should include all Uses of funds except itselt
Note on B208: Eddie Moses: Default = Connected to Quarter Start. In general an Outside Investor starts depreciation on the day of investment which can be assumed to be the Commissioning Date for the entire project. Projects 100% owned by EWC may need a pro rata treatment but would require a separate sheet for all the calculations
Note on B236: Eddie Moses: HLOOKUP offsets are sometime messed up when cells are inserted into the target range - correct if necessary
Note on B243: Eddie Moses/EWC/Enron 11/18/98 09:11:55 AM Debt Fine Tuner adds money to the PV of Cash for Debt. The formula which solves for Debt (=PV of Cash Available for Debt after coverage solved at the interest rate and then summed) comes up with a larger final coverage ratio, the longer the Debt Term. The Tuner is needed to adjust this.
Note on B247: Eddie Moses: Option for weighting either half of a year by semi-annual payments. For closing Debt, accurate Semi Annual model Net Operating Cash can be directly connecte to SR Debt sheet S.A. Repayment Cash
Note on B262: Eddie Moses/EWC/Enron 11/18/98 09:11:55 AM Debt Fine Tuner adds money to the PV of Cash for Debt. The formula which solves for Debt (=PV of Cash Available for Debt after coverage solved at the interest rate and then summed) comes up with a larger final coverage ratio, the longer the Debt Term. The Tuner is needed to adjust this.
Note on B266: Eddie Moses: Option for weighting either half of a year by semi-annual payments. For closing Debt, accurate Semi Annual model Net Operating Cash can be directly connecte to SR Debt sheet S.A. Repayment Cash
Note on B292: Eddie Moses: First year, first semi-annual payment if applicable
Note on B293: Eddie Moses: Option for weighting either half of a year by semi-annual payments. May not be useful if payments do not match annual wind patterns.
Note on B304: Eddie Moses: If PTC and Cash Available Cov Ratios are used, set Total Cash Cov Ratio = 100% You can also set the first two to 100% and us the Total Cash Cov Ratio the same as is used in Senior Debt

## Merchant
Discount Rate
15%
PV(Market Price) | PV(Contract Price) | PV(Green Premium) | FMV(Project) | Cost(Project) | Total
68982.3089 | -68982.3089 | 24184.4121 | 131646.9533 | -131697.828 | 24133.5374
PV(Market Price) | PV(Contract Price) | PV(Green Premium)
68982.3089 | -68982.3089 | 12092.206
|  | PV(Green Premium) | FMV(Project) | Cost(Project)
|  | 12092.206 | 131646.9533 | -131697.828
|  | PV(Green Premium) | FMV(Project) | Cost(Project) | Total
|  | 24184.4121 | 131646.9533 | -131697.828 | 24133.5374

## EWCIRR
|  |  | Sum Total | IRR | NPV | PVF
[5 empty] | 15% | 3.556%
|  |  |  | 23.05% | 13083.1489 |  | Quarter |  | Predev |  | Construct |  | Turbine |  | Closing | Total
Quarter | Date | [7 empty] | 3069.92 |  | 43893.0217 |  | 81249.778 |  | 3485.1083 | 131697.828
1 | 2000-07-01 | Project Cost | -131697.828 | -5264.5711 | -114184.8667 | 96.57% | 1 | 100% | 3069.92 | 5% | 2194.6511 |  | 0 |  | 0 | 5264.5711
2 | 2000-10-01 |  |  | -12514.28 |  | 93.25% | 2 |  | 0 | 10% | 4389.3022 | 10% | 8124.9778 |  | 0 | 12514.28
3 | 2001-01-01 |  |  | -14708.9311 |  | 90.05% | 3 |  | 0 | 15% | 6583.9533 | 10% | 8124.9778 |  | 0 | 14708.9311
4 | 2001-04-01 |  |  | -41278.5155 |  | 86.96% | 4 |  | 0 | 20% | 8778.6043 | 40% | 32499.9112 |  | 0 | 41278.5155
5 | 2001-07-01 |  |  | -45667.8177 |  | 83.97% | 5 |  | 0 | 30% | 13167.9065 | 40% | 32499.9112 |  | 0 | 45667.8177
6 | 2001-10-01 |  |  | -12263.7126 |  | 81.09% | 6 |  | 0 | 20% | 8778.6043 |  | 0 | 100% | 3485.1083 | 12263.7126
7 | 2002-01-01 | 100% Sell Down | 131646.9533 | 131646.9533 | 103083.6036 | 78.3%
8 | 2002-04-01 | Green Premium | 10 | 1172.4165 | 24184.4121 | 75.61%
9 | 2002-07-01 |  |  | 1172.4165 |  | 73.02%
10 | 2002-10-01 |  |  | 1172.4165 |  | 70.51%
11 | 2003-01-01 |  |  | 1172.4165 |  | 68.09%
12 | 2003-04-01 |  |  | 1172.4165 |  | 65.75%
13 | 2003-07-01 |  |  | 1172.4165 |  | 63.49%
14 | 2003-10-01 |  |  | 1172.4165 |  | 61.31%
15 | 2004-01-01 |  |  | 1172.4165 |  | 59.21%
16 | 2004-04-01 |  |  | 1172.4165 |  | 57.18%
17 | 2004-07-01 |  |  | 1172.4165 |  | 55.21%
18 | 2004-10-01 |  |  | 1172.4165 |  | 53.32%
19 | 2005-01-01 |  |  | 1172.4165 |  | 51.49%
20 | 2005-04-01 |  |  | 1172.4165 |  | 49.72%
21 | 2005-07-01 |  |  | 1172.4165 |  | 48.01%
22 | 2005-10-01 |  |  | 1172.4165 |  | 46.36%
23 | 2006-01-01 |  |  | 1172.4165 |  | 44.77%
24 | 2006-04-01 |  |  | 1172.4165 |  | 43.23%
25 | 2006-07-01 |  |  | 1172.4165 |  | 41.75%
26 | 2006-10-01 |  |  | 1172.4165 |  | 40.31%
27 | 2007-01-01 |  |  | 1172.4165 |  | 38.93%
28 | 2007-04-01 |  |  | 1172.4165 |  | 37.59%
29 | 2007-07-01 |  |  | 1172.4165 |  | 36.3%
30 | 2007-10-01 |  |  | 1172.4165 |  | 35.06%
31 | 2008-01-01 |  |  | 1172.4165 |  | 33.85%
32 | 2008-04-01 |  |  | 1172.4165 |  | 32.69%
33 | 2008-07-01 |  |  | 1172.4165 |  | 31.57%
34 | 2008-10-01 |  |  | 1172.4165 |  | 30.48%
35 | 2009-01-01 |  |  | 1172.4165 |  | 29.44%
36 | 2009-04-01 |  |  | 1172.4165 |  | 28.43%
37 | 2009-07-01 |  |  | 1172.4165 |  | 27.45%
38 | 2009-10-01 |  |  | 1172.4165 |  | 26.51%
39 | 2010-01-01 |  |  | 1172.4165 |  | 25.6%
40 | 2010-04-01 |  |  | 1172.4165 |  | 24.72%
41 | 2010-07-01 |  |  | 1172.4165 |  | 23.87%
42 | 2010-10-01 |  |  | 1172.4165 |  | 23.05%
43 | 2011-01-01 |  |  | 1172.4165 |  | 22.26%
44 | 2011-04-01 |  |  | 1172.4165 |  | 21.49%
45 | 2011-07-01 |  |  | 1172.4165 |  | 20.76%
46 | 2011-10-01 |  |  | 1172.4165 |  | 20.04%
47 | 2012-01-01 |  |  | 1172.4165 |  | 19.36%
48 | 2012-04-01 |  |  | 1172.4165 |  | 18.69%
49 | 2012-07-01 |  |  | 1172.4165 |  | 18.05%
50 | 2012-10-01 |  |  | 1172.4165 |  | 17.43%
51 | 2013-01-01 |  |  | 1172.4165 |  | 16.83%
52 | 2013-04-01 |  |  | 1172.4165 |  | 16.25%
53 | 2013-07-01 |  |  | 1172.4165 |  | 15.69%
54 | 2013-10-01 |  |  | 1172.4165 |  | 15.16%
55 | 2014-01-01 |  |  | 1172.4165 |  | 14.64%
56 | 2014-04-01 |  |  | 1172.4165 |  | 14.13%
57 | 2014-07-01 |  |  | 1172.4165 |  | 13.65%
58 | 2014-10-01 |  |  | 1172.4165 |  | 13.18%
59 | 2015-01-01 |  |  | 1172.4165 |  | 12.73%
60 | 2015-04-01 |  |  | 1172.4165 |  | 12.29%
61 | 2015-07-01 |  |  | 1172.4165 |  | 11.87%
62 | 2015-10-01 |  |  | 1172.4165 |  | 11.46%
63 | 2016-01-01 |  |  | 1172.4165 |  | 11.07%
64 | 2016-04-01 |  |  | 1172.4165 |  | 10.69%
65 | 2016-07-01 |  |  | 1172.4165 |  | 10.32%
66 | 2016-10-01 |  |  | 1172.4165 |  | 9.965%
67 | 2017-01-01 |  |  | 1172.4165 |  | 9.623%
68 | 2017-04-01 |  |  | 1172.4165 |  | 9.293%
69 | 2017-07-01 |  |  | 1172.4165 |  | 8.974%
70 | 2017-10-01 |  |  | 1172.4165 |  | 8.665%
71 | 2018-01-01 |  |  | 1172.4165 |  | 8.368%
72 | 2018-04-01 |  |  | 1172.4165 |  | 8.081%
73 | 2018-07-01 |  |  | 1172.4165 |  | 7.803%
74 | 2018-10-01 |  |  | 1172.4165 |  | 7.535%
75 | 2019-01-01 |  |  | 1172.4165 |  | 7.276%
76 | 2019-04-01 |  |  | 1172.4165 |  | 7.027%
77 | 2019-07-01 |  |  | 1172.4165 |  | 6.785%
78 | 2019-10-01 |  |  | 1172.4165 |  | 6.552%
79 | 2020-01-01 |  |  | 1172.4165 |  | 6.327%
80 | 2020-04-01 |  |  | 1172.4165 |  | 6.11%
81 | 2020-07-01 |  |  | 1172.4165 |  | 5.9%
82 | 2020-10-01 |  |  | 1172.4165 |  | 5.698%
83 | 2021-01-01 |  |  | 1172.4165 |  | 5.502%
84 | 2021-04-01 |  |  | 1172.4165 |  | 5.313%
85 | 2021-07-01 |  |  | 1172.4165 |  | 5.131%
86 | 2021-10-01 |  |  | 1172.4165 |  | 4.954%

## EWCSum
Sweetwater 129.00 MW Project
Enron Wind Corp. Summary
|  |  |  | - | TZ 1.5 | -
TOTAL NUMBER WTG |  | 86 | <<<<<<<< | 0 | 86 | 0
NET CAPACITY FACTOR |  | 41.5%
MWh PRODUCED |  | 468966.6
LOCATION |  | Texas
BEGINNING YEAR FOR PRODUCTION |  | 2002
1ST YEAR % PRODUCTION |  | 100%
PROJECT DURATION (YRS): |  | 20
EXCHANGE RATE Local Currency = | $ | 1 | [5 empty] | 20 YR LEVELIZED RATE @ |  | 8.25% | 0.0235
[8 empty] | FIRST YEAR BID RATE |  |  | 0.0235
[8 empty] | FIRST YEAR TOTAL RATE |  |  | 0.0235
SOURCES OF FUNDS | $TOTAL (000) | % TOTAL | $ PER KW | $ PER WTG
OUTSIDE EQUITY | 90459.336 | 68.71% | 701.2352 | 1051.8527
EWC EQUITY | 913.7307 | 0.6941% | 7.0832 | 10.6248
SENIOR BANK DEBT | 40273.8867 | 30.59% | 312.2007 | 468.301 |  |  |  | OUTSIDE |  |  |  | EWC
JUNIOR DEBT | 0 | 0% | 0 | 0 |  |  |  | EQUITY RETURN: |  |  |  | EQUITY RETURN:
CASH SUB-TOTAL | 131646.9533 | 100% | 1020.519 | 1530.7785 |  |  |  | PRE TAX | AFTER TAX |  |  | PRE TAX | AFTER TAX
[7 empty] | 10 YEAR IRR | -24.28% | 12.34% |  |  | -24.28% | 12.34%
CASH & NON-CASH TOTAL | 131646.9533 | 100% | 1020.519 | 1530.7785 |  |  | 20 YEAR IRR | -5.82% | 12.5% |  |  | -5.82% | 12.5%
[7 empty] | 30 YEAR IRR | -5.82% | 12.5% |  |  | -5.82% | 12.5%
USES OF FUNDS |  |  |  |  | NET GAIN
TURBINE PRICE | 66392 | 50.43% | 514.6667 | 772 | 0 |  |  | PRE TAX | AFTER TAX @ |  |  | PRE TAX | AFTER TAX @
SCADA SYSTEM | 0 | 0% | 0 | 0 | n/a |  |  | 12.5% | 12.5% |  |  | 12.5% | 12.5%
SHIPPING - WTG & BLADES | 1962.778 | 1.491% | 15.2153 | 22.823 | n/a |  | 10 YEAR NPV | -81911.0311 | -438.9673 |  |  | -827.3842 | -4.434
TOWER | 10492 | 7.97% | 81.3333 | 122 | 0 |  | 20 YEAR NPV | -78408.8795 | 3.7843e-07 |  |  | -792.0089 | -6.3417e-09
TOWER FREIGHT | 645 | 0.4899% | 5 | 7.5 | n/a |  | 30 YEAR NPV | -78408.8795 | 3.7843e-07 |  |  | -792.0089 | -6.3417e-09
SERVICES | 1758 | 1.335% | 13.6279 | 20.4419 | n/a
SALES TAX | 0 | 0% | 0 | 0 | n/a | [6 empty] | CASH & TAX ASSUMPTIONS SWITCH
CONSTRUCTION COSTS | 35442.664 | 26.92% | 274.7493 | 412.124 | 0 |  |  | TOTAL | % | EFF. TAX |  | 2 | OUTSIDE EQUITY
EPC WRAP FEE | 0 | 0% | 0 | 0 | 0 |  | OUTSIDE | 90459.336 | 99% | 39.55% |  | 2 | ZOND/ENRON EQUITY
EWC DEVELOPER FEE | -50.8747 | -0.03864% | -0.39438 | -0.59157 | -50.8747 |  | EWC | 913.7307 | 1% | 39.55% |  | 1) PTC'S ANNUALLY, CASH PAID ANNUALLY
PREDEVELOPMENT EXPENSES | 3069.92 | 2.332% | 23.7978 | 35.6967 | n/a |  | TOTAL | 91373.0666 | 100% |  |  | 2) PTC'S QUARTERLY, CASH PAID ANNUALLY
CONSTRUCTION EXPENSES TOTAL | 8450.3577 | 6.419% | 65.5066 | 98.26 | n/a
CLOSING EXPENSES TOTAL | 3485.1083 | 2.647% | 27.0163 | 40.5245 | n/a
TOTAL FACILITY COST | 131646.9533 | 100% | 1020.519 | 1530.7785 | -50.8747
TOTAL PROJECT COST | 131697.828 | 100% | 1020.9134 | 1531.3701 | [5 empty] | BEGINNING | LOAN
TOTAL CONTINGENCY | 3222.076 | [6 empty] | DEBT | TERM | INT. RATE | AMOUNT
WTG MARKUP | 0% | [6 empty] | TRANCHE A | 18 | 9.1% | 40273.8867
PROJECT MARKUP | -0.03863% | [6 empty] | TRANCHE B | 0 | 9.81% | 0
$ COST / MWh PRODUCED (000) | 0.28083 | [6 empty] | JR DEBT | 0 | 8% | 0
[8 empty] | AGGREGATE LOAN |  | 9.1% | 40273.8867
ALL IN EWC
TOTAL PROJECT NET GAIN |  |  | -50.8747 |  |  |  |  | COVERAGE RATIOS
LESS EWC EQUITY |  |  | 913.7307 |  |  |  |  | YEAR | DATE | TRANCHE A | TRANCHE B | JR DEBT
EWC CASH GAIN |  |  | -964.6054 |  |  |  |  | 1 | 2002-12-30 | 140%
PROJECT CASH TO EWC | NPV@ | 12.5% | 121.7136 |  |  |  |  | 2 | 2003-12-30 | 140%
TAX BENEFITS | NPV@ | 12.5% | 265.1427 |  |  |  |  | 3 | 2004-12-30 | 140%
PTC | NPV@ | 12.5% | 492.1702 |  |  |  |  | 4 | 2005-12-30 | 140%
TOTAL EWC BENEFIT |  |  | -85.5789 |  |  |  |  | 5 | 2006-12-30 | 140%
TOTAL EWC VALUE MARKUP |  |  | -0.06498% |  |  |  |  | 6 | 2007-12-30 | 140%
[8 empty] | 7 | 2008-12-30 | 140%
[8 empty] | 8 | 2009-12-30 | 140%
[8 empty] | 9 | 2010-12-30 | 140%
EWC BOOK EARNINGS : 5 YEAR |  | 1 | 2 | 3 | 4 | 5 |  | 10 | 2011-12-30 | 140%
|  | 2002 | 2003 | 2004 | 2005 | 2006 |  | 11 | 2012-12-30 | 140%
EWC NET GAIN |  | -50.8747 | [5 empty] | 12 | 2013-12-30 | 140%
LESS RESERVE FOR WARRANTIES | ??? | [6 empty] | 13 | 2014-12-30 | 140%
BOOK ELIMINATION | 1% | 0.50875 | -0.025437 | -0.025437 | -0.025437 | -0.025437 |  | 14 | 2015-12-30 | 140%
PROJECT INCOME |  | 110.2072 | 110.2072 | 110.2072 | 110.2072 | 110.2072 |  | 15 | 2016-12-30 | 140%
TOTAL EARNINGS |  | 59.8412 | 110.1817 | 110.1817 | 110.1817 | 110.1817 |  | 16 | 2017-12-30 | 140%
PROJECT OPEX EXPENSE |  | -17.0315 | -35.9284 | -36.1592 | -36.2982 | -36.3595 |  | 17 | 2018-12-30 | 140%
EBITDA |  | 42.8097 | 74.2533 | 74.0225 | 73.8835 | 73.8222 |  | 18 | 2019-12-30 | 178.2%
BOOK DEPRECIATION |  | -64.6821 | -64.6821 | -64.6821 | -64.6821 | -64.6821 |  | 19 | 2020-12-30
INTEREST EXPENSE |  | -36.4761 | -35.0177 | -34.2149 | -33.1096 | -32.0065 |  | 20 | 2021-12-30
EBT |  | -58.3485 | -25.4465 | -24.8745 | -23.9082 | -22.8664 |  | 21 | 2022-12-30
CURRENT PORTION OF TAX | 39.55% | 23.0768 | 10.0641 | 9.8379 | 9.4557 | 9.0437 |  | 22 | 2023-12-30
DEFERRED PORTION OF TAX |  | -72.6658 | -130.7985 | -68.7903 | -31.5854 | -31.5854 |  | 23 | 2024-12-30
PROJECT TAX BENEFIT (PMT) |  | 82.0742 | 146.7914 | 84.2427 | 46.6823 | 46.3042 |  | 24 | 2025-12-30
PROJECT PTC |  | 84.414 | 84.414 | 84.414 | 89.1037 | 89.1037 |  | 25 | 2026-12-30
TOTAL PROJECT BOOK EFFECT |  | 58.5508 | 85.0246 | 84.8298 | 89.748 | 89.9997
Note on C65: Eddie Moses: if elimination > 50% then gain on sale = 0
Print EWCSum

## Srcs_Uses
Sources & Uses Statement |  |  | Sweetwater 129.00MW Project
EXCHANGE RATE Local Currency = | $ | 1
SOURCES OF FUNDS |  | $TOTAL (000) | % TOTAL | $ PER KW | PER WTG |  | Total Required Cash Equity
OUTSIDE EQUITY |  | 90459.336 | 68.71% | 701.2352 | 1051.8527 |  | 91373.0666
EWC EQUITY |  | 913.7307 | 0.6941% | 7.0832 | 10.6248
SENIOR BANK DEBT |  | 40273.8867 | 30.59% | 312.2007 | 468.301
JUNIOR DEBT |  | 0 | 0% | 0 | 0
CASH SUB-TOTAL |  | 131646.9533 | 100% | 1020.519 | 1530.7785
BLANK
CASH & NON-CASH TOTAL |  | 131646.9533 | 100% | 1020.519 | 1530.7785
0
USES OF FUNDS |  |  |  |  | 0
PRIMARY FACILITY COSTS |  | 116641.5673 | 88.6% | 904.1982 | 1356.2973
PREDEVELOPMENT EXPENSES TOTAL |  | 3069.92 | 2.332% | 23.7978 | 35.6967
CONSTRUCTION INSURANCE |  | 262.1565 | 0.1991% | 2.0322 | 3.0483
CONSTRUCTION INTEREST |  | 8188.2012 | 6.22% | 63.4744 | 95.2116
EPC WARRANTY FEE |  | 0 | 0% | 0 | 0 | CASHFLOW FEE
LEGAL CLOSING |  | 1000 | 0.7596% | 7.7519 | 11.6279
BANKING DUE DILIGENCE EXPENSES |  | 100 | 0.07596% | 0.77519 | 1.1628
INDEPENDENT ENGINEER |  | 40 | 0.03038% | 0.31008 | 0.46512
INSURANCE CONSULTANT FEES |  | 25 | 0.01899% | 0.1938 | 0.2907
INITIAL WORKING CAPITAL |  | 700 | 0.5317% | 5.4264 | 8.1395
LAND USE PAYMENT |  | 0 | 0% | 0 | 0
EQUITY CLOSING EXPENSES |  | 500 | 0.3798% | 3.876 | 5.814
UTILITY INTERCONNECT COSTS |  | 0 | 0% | 0 | 0
CLOSING CONTINGENCY |  | 0 | 0% | 0 | 0
LIQUIDATED DAMAGES |  | 0 | 0% | 0 | 0
TITLE INSURANCE |  | 516 | 0.392% | 4 | 6
SR DEBT ARRANGEMENT FEE |  | 604.1083 | 0.4589% | 4.683 | 7.0245
JR DEBT ARRANGEMENT FEE |  | 0 | 0% | 0 | 0
TOTAL |  | 131646.9533 | 100% | 1020.519 | 1530.7785

## CashFlow
| Sweetwater 129.00MW Project |  | 1 | 2 | 3 | 4 | 5 | 6 | 7 | 8 | 9 | 10 | 11 | 12 | 13 | 14 | 15 | 16 | 17 | 18 | 19 | 20 | 21 | 22 | 23 | 24 | 25 | 26 | 27 | 28 | 29 | 30 | 31
| Cash Flow Statement |  | 2002 | 2003 | 2004 | 2005 | 2006 | 2007 | 2008 | 2009 | 2010 | 2011 | 2012 | 2013 | 2014 | 2015 | 2016 | 2017 | 2018 | 2019 | 2020 | 2021 | 2022 | 2023 | 2024 | 2025 | 2026 | 2027 | 2028 | 2029 | 2030 | 2031 | 2032
| EXCHANGE RATE Local Currency = | $ | bar: 1 2002
| PRODUCTION % PER YEAR |  | 100% | 100% | 100% | 100% | 100% | 100% | 100% | 100% | 100% | 100% | 100% | 100% | 100% | 100% | 100% | 100% | 100% | 100% | 100% | 100% | 0% | 0% | 0% | 0% | 0% | 0% | 0% | 0% | 0% | 0% | 0%
| EWC PROJECTED WIND PRODUCTION (MWh) |  | 468966.6 | 468966.6 | 468966.6 | 468966.6 | 468966.6 | 468966.6 | 468966.6 | 468966.6 | 468966.6 | 468966.6 | 468966.6 | 468966.6 | 468966.6 | 468966.6 | 468966.6 | 468966.6 | 468966.6 | 468966.6 | 468966.6 | 468966.6 | 0 | 0 | 0 | 0 | 0 | 0 | 0 | 0 | 0 | 0 | 0
| ENERGY RATE |  | 0.0235 | 0.0235 | 0.0235 | 0.0235 | 0.0235 | 0.0235 | 0.0235 | 0.0235 | 0.0235 | 0.0235 | 0.0235 | 0.0235 | 0.0235 | 0.0235 | 0.0235 | 0.0235 | 0.0235 | 0.0235 | 0.0235 | 0.0235 | 0.0235 | 0.0235 | 0.0235 | 0.0235 | 0.0235 | 0.0235 | 0.0235 | 0.0235 | 0.0235 | 0.0235 | 0.0235
REVENUE | LIQUIDATED DAMAGES |  | 1 2002: 0
| ELECTRICITY SALES |  | 11020.7151 | 11020.7151 | 11020.7151 | 11020.7151 | 11020.7151 | 11020.7151 | 11020.7151 | 11020.7151 | 11020.7151 | 11020.7151 | 11020.7151 | 11020.7151 | 11020.7151 | 11020.7151 | 11020.7151 | 11020.7151 | 11020.7151 | 11020.7151 | 11020.7151 | 11020.7151 | 0 | 0 | 0 | 0 | 0 | 0 | 0 | 0 | 0 | 0 | 0
| OTHER REVENUE |  | 0 | 0 | 0 | 0 | 0 | 0 | 0 | 0 | 0 | 0 | 0 | 0 | 0 | 0 | 0 | 0 | 0 | 0 | 0 | 0 | 0 | 0 | 0 | 0 | 0 | 0 | 0 | 0 | 0 | 0 | 0
| TOTAL OPERATING INFLOWS |  | 11020.7151 | 11020.7151 | 11020.7151 | 11020.7151 | 11020.7151 | 11020.7151 | 11020.7151 | 11020.7151 | 11020.7151 | 11020.7151 | 11020.7151 | 11020.7151 | 11020.7151 | 11020.7151 | 11020.7151 | 11020.7151 | 11020.7151 | 11020.7151 | 11020.7151 | 11020.7151 | 0 | 0 | 0 | 0 | 0 | 0 | 0 | 0 | 0 | 0 | 0
OPEX | MAINTENANCE |  | 946 | 969.65 | 993.8912 | 1018.7385 | 1044.207 | 1070.3122 | 1097.07 | 1124.4967 | 1152.6091 | 1181.4244 | 1210.96 | 1241.234 | 1272.2648 | 1304.0714 | 1336.6732 | 1370.0901 | 1404.3423 | 1439.4509 | 1475.4371 | 1512.3231 | 0 | 0 | 0 | 0 | 0 | 0 | 0 | 0 | 0 | 0 | 0
| NONROUTINE MAINTENANCE |  | 0 | 0 | 0 | 0 | 0 | 815.1191 | 906.5879 | 1008.3208 | 1121.4697 | 1170.4941 | 1221.6617 | 1275.066 | 1330.8048 | 1388.9802 | 1449.6988 | 1513.0716 | 1513.0716 | 1513.0716 | 1513.0716 | 1513.0716 | 0 | 0 | 0 | 0 | 0 | 0 | 0 | 0 | 0 | 0 | 0
| ELECTRICITY USAGE |  | 22.2411 | 22.2411 | 22.2411 | 22.2411 | 22.2411 | 22.2411 | 22.2411 | 22.2411 | 22.2411 | 22.2411 | 22.2411 | 22.2411 | 22.2411 | 22.2411 | 22.2411 | 22.2411 | 22.2411 | 22.2411 | 22.2411 | 22.2411 | 0 | 0 | 0 | 0 | 0 | 0 | 0 | 0 | 0 | 0 | 0
| LAND PAYMENTS |  | 331.3715 | 331.3715 | 331.3715 | 331.3715 | 331.3715 | 331.3715 | 331.3715 | 331.3715 | 331.3715 | 331.3715 | 331.3715 | 331.3715 | 331.3715 | 331.3715 | 331.3715 | 441.5786 | 441.5786 | 441.5786 | 441.5786 | 441.5786 | 0 | 0 | 0 | 0 | 0 | 0 | 0 | 0 | 0 | 0 | 0
| ENERGY SALES TAX |  | 0 | 0 | 0 | 0 | 0 | 0 | 0 | 0 | 0 | 0 | 0 | 0 | 0 | 0 | 0 | 0 | 0 | 0 | 0 | 0 | 0 | 0 | 0 | 0 | 0 | 0 | 0 | 0 | 0 | 0 | 0
| TOTAL PROPERTY TAX - REAL & PERSONAL |  | 0 | 1855.5463 | 1844.0358 | 1822.4827 | 1792.2673 | 1748.6288 | 2022.5663 | 1861.082 | 1686.7625 | 1499.0475 | 1294.4616 | 1075.185 | 840.5938 | 820.528 | 811.8618 | 799.3234 | 815.3099 | 831.6161 | 848.2484 | 865.2133 | 0 | 0 | 0 | 0 | 0 | 0 | 0 | 0 | 0 | 0 | 0
| INSURANCE |  | 328.5367 | 337.0787 | 345.5057 | 354.1433 | 362.9969 | 372.0718 | 381.3736 | 390.908 | 400.6807 | 410.6977 | 420.9651 | 431.4892 | 442.2765 | 453.3334 | 464.6667 | 476.2834 | 488.1905 | 500.3952 | 512.9051 | 525.7277 | 0 | 0 | 0 | 0 | 0 | 0 | 0 | 0 | 0 | 0 | 0
| AUDIT COSTS |  | 0 | 0 | 0 | 0 | 0 | 0 | 0 | 0 | 0 | 0 | 0 | 0 | 0 | 0 | 0 | 0 | 0 | 0 | 0 | 0 | 0 | 0 | 0 | 0 | 0 | 0 | 0 | 0 | 0 | 0 | 0
| SR DEBT ANNUAL AGENCY FEE |  | 35 | 35.91 | 36.8077 | 37.7279 | 38.6711 | 39.6379 | 40.6289 | 41.6446 | 42.6857 | 43.7528 | 44.8467 | 45.9678 | 47.117 | 48.295 | 49.5023 | 50.7399 | 52.0084 | 53.3086 | 0 | 0 | 0 | 0 | 0 | 0 | 0 | 0 | 0 | 0 | 0 | 0 | 0
| JR DEBT ANNUAL AGENCY FEE |  | 0 | 0 | 0 | 0 | 0 | 0 | 0 | 0 | 0 | 0 | 0 | 0 | 0 | 0 | 0 | 0 | 0 | 0 | 0 | 0 | 0 | 0 | 0 | 0 | 0 | 0 | 0 | 0 | 0 | 0 | 0
| INDEPENDENT ENGINEER |  | 40 | 41.04 | 42.066 | 43.1176 | 44.1956 | 45.3005 | 46.433 | 47.5938 | 48.7837 | 50.0033 | 51.2533 | 52.5347 | 53.848 | 55.1942 | 56.5741 | 57.9884 | 59.4382 | 60.9241 | 0 | 0 | 0 | 0 | 0 | 0 | 0 | 0 | 0 | 0 | 0 | 0 | 0
| MISCELLANEOUS |  | 0 | 0 | 0 | 0 | 0 | 0 | 0 | 0 | 0 | 0 | 0 | 0 | 0 | 0 | 0 | 0 | 0 | 0 | 0 | 0 | 0 | 0 | 0 | 0 | 0 | 0 | 0 | 0 | 0 | 0 | 0
| RAROC OPEX VARIANCE |  | 0 | 0 | 0 | 0 | 0 | 0 | 0 | 0 | 0 | 0 | 0 | 0 | 0 | 0 | 0 | 0 | 0 | 0 | 0 | 0 | 0 | 0 | 0 | 0 | 0 | 0 | 0 | 0 | 0 | 0 | 0
| TOTAL OPEX |  | 1703.1493 | 3592.8376 | 3615.919 | 3629.8227 | 3635.9505 | 4444.6829 | 4848.2722 | 4827.6585 | 4806.6039 | 4709.0324 | 4597.7609 | 4475.0893 | 4340.5176 | 4424.0149 | 4522.5895 | 4731.3165 | 4796.1805 | 4862.5862 | 4813.482 | 4880.1555 | 0 | 0 | 0 | 0 | 0 | 0 | 0 | 0 | 0 | 0 | 0
| EPC WARRANTY PAYMENT |  | 1290 | 1204 | 1118 | 1118 | 1118 | 0 | 0 | 0 | 0 | 0 | 0 | 0 | 0 | 0 | 0 | 0 | 0 | 0 | 0 | 0 | 0 | 0 | 0 | 0 | 0 | 0 | 0 | 0 | 0 | 0 | 0
| NET OPERATING CASH |  | 8027.5658 | 6223.8775 | 6286.7961 | 6272.8924 | 6266.7646 | 6576.0322 | 6172.4429 | 6193.0566 | 6214.1112 | 6311.6827 | 6422.9542 | 6545.6258 | 6680.1975 | 6596.7002 | 6498.1256 | 6289.3986 | 6224.5346 | 6158.1289 | 6207.2331 | 6140.5596 | 0 | 0 | 0 | 0 | 0 | 0 | 0 | 0 | 0 | 0 | 0
SENIOR DEBT | INTEREST EXPENSE TRANCHE A |  | 3647.6093 | 3501.7739 | 3421.4921 | 3310.9596 | 3200.6526 | 3075.136 | 2937.1884 | 2789.4397 | 2634.8391 | 2462.9617 | 2274.7075 | 2047.6891 | 1807.54 | 1536.1255 | 1245.2949 | 924.1281 | 584.0391 | 211.5361 | 0 | 0 | 0 | 0 | 0 | 0 | 0 | 0 | 0 | 0 | 0 | 0 | 0
| PRINCIPAL PAYMENT TRANCHE A |  | 2086.3663 | 943.8529 | 1069.0765 | 1169.6778 | 1275.6078 | 1622.0298 | 1471.6994 | 1634.1722 | 1803.8118 | 2045.3831 | 2313.1169 | 2627.7579 | 2964.0296 | 3175.8033 | 3396.2234 | 3568.2995 | 3862.057 | 3244.9214 | 0 | 0 | 0 | 0 | 0 | 0 | 0 | 0 | 0 | 0 | 0 | 0 | 0
| INTEREST EXPENSE TRANCHE B |  | 0 | 0 | 0 | 0 | 0 | 0 | 0 | 0 | 0 | 0 | 0 | 0 | 0 | 0 | 0 | 0 | 0 | 0 | 0 | 0 | 0 | 0 | 0 | 0 | 0 | 0 | 0 | 0 | 0 | 0 | 0
| PRINCIPAL PAYMENT TRANCHE B |  | 0 | 0 | 0 | 0 | 0 | 0 | 0 | 0 | 0 | 0 | 0 | 0 | 0 | 0 | 0 | 0 | 0 | 0 | 0 | 0 | 0 | 0 | 0 | 0 | 0 | 0 | 0 | 0 | 0 | 0 | 0
| TOTAL SR DEBT PAYMENTS |  | 5733.9756 | 4445.6268 | 4490.5686 | 4480.6374 | 4476.2605 | 4697.1659 | 4408.8878 | 4423.6119 | 4438.6509 | 4508.3448 | 4587.8244 | 4675.447 | 4771.5697 | 4711.9287 | 4641.5183 | 4492.4276 | 4446.0961 | 3456.4575 | 0 | 0 | 0 | 0 | 0 | 0 | 0 | 0 | 0 | 0 | 0 | 0 | 0
| L/C FEE - SR DEBT |  | 33.3422 | 33.6793 | 33.6048 | 33.572 | 35.2287 | 33.0667 | 33.1771 | 33.2899 | 33.8126 | 34.4087 | 35.0659 | 35.7868 | 35.3395 | 34.8114 | 33.6932 | 33.3457 | 25.9234 | 0 | 0 | 0 | 0 | 0 | 0 | 0 | 0 | 0 | 0 | 0 | 0 | 0 | 0
| NET CASH FLOW AFTER SR DEBT |  | 2260.248 | 1744.5715 | 1762.6227 | 1758.683 | 1755.2754 | 1845.7997 | 1730.378 | 1736.1549 | 1741.6478 | 1768.9292 | 1800.0639 | 1834.392 | 1873.2884 | 1849.9601 | 1822.9141 | 1763.6253 | 1752.515 | 2701.6714 | 6207.2331 | 6140.5596 | 0 | 0 | 0 | 0 | 0 | 0 | 0 | 0 | 0 | 0 | 0
SUBORDINATE | L/C FEE - O&M |  | 7.2724 | 7.4542 | 7.6405 | 7.8316 | 8.0273 | 8.228 | 8.4337 | 8.6446 | 8.8607 | 9.0822 | 9.3093 | 9.542 | 9.7805 | 10.025 | 10.2757 | 10.5326 | 10.7959 | 0 | 0 | 0 | 0 | 0 | 0 | 0 | 0 | 0 | 0 | 0 | 0 | 0 | 0
PAYMENTS | MANAGEMENT FEE |  | 250 | 256.5 | 262.9125 | 269.4853 | 276.2224 | 283.128 | 290.2062 | 297.4614 | 304.8979 | 312.5203 | 320.3334 | 328.3417 | 336.5502 | 344.964 | 353.5881 | 362.4278 | 371.4885 | 380.7757 | 390.2951 | 400.0525 | 0 | 0 | 0 | 0 | 0 | 0 | 0 | 0 | 0 | 0 | 0
| TOTAL SUBORDINATED PMTS |  | 257.2724 | 263.9542 | 270.553 | 277.3169 | 284.2498 | 291.356 | 298.6399 | 306.1059 | 313.7586 | 321.6025 | 329.6426 | 337.8837 | 346.3308 | 354.989 | 363.8638 | 372.9604 | 382.2844 | 380.7757 | 390.2951 | 400.0525 | 0 | 0 | 0 | 0 | 0 | 0 | 0 | 0 | 0 | 0 | 0
| NET CASH AFTER SUB-PMTS |  | 2002.9757 | 1480.6173 | 1492.0696 | 1481.3661 | 1471.0257 | 1554.4437 | 1431.7381 | 1430.0489 | 1427.8892 | 1447.3267 | 1470.4213 | 1496.5084 | 1526.9576 | 1494.9711 | 1459.0503 | 1390.665 | 1370.2307 | 2320.8957 | 5816.9381 | 5740.5072 | 0 | 0 | 0 | 0 | 0 | 0 | 0 | 0 | 0 | 0 | 0
| ADDITIONAL EQUITY - OUTSIDE |  | 0 | 0 | 0 | 0 | 0 | 0 | 0 | 0 | 0 | 0 | 0 | 0 | 0 | 0 | 0 | 0 | 0 | 0 | 0 | 0 | 0 | 0 | 0 | 0 | 0 | 0 | 0 | 0 | 0 | 0 | 0
| ADDITIONAL EQUITY - EWC |  | 0 | 0 | 0 | 0 | 0 | 0 | 0 | 0 | 0 | 0 | 0 | 0 | 0 | 0 | 0 | 0 | 0 | 0 | 0 | 0 | 0 | 0 | 0 | 0 | 0 | 0 | 0 | 0 | 0 | 0 | 0
| CASH AVAILABLE FOR JR DEBT |  | 2002.9757 | 1480.6173 | 1492.0696 | 1481.3661 | 1471.0257 | 1554.4437 | 1431.7381 | 1430.0489 | 1427.8892 | 1447.3267 | 1470.4213 | 1496.5084 | 1526.9576 | 1494.9711 | 1459.0503 | 1390.665 | 1370.2307 | 2320.8957 | 5816.9381 | 5740.5072 | 0 | 0 | 0 | 0 | 0 | 0 | 0 | 0 | 0 | 0 | 0
JUNIOR DEBT | INTEREST EXPENSE |  | 0 | 0 | 0 | 0 | 0 | 0 | 0 | 0 | 0 | 0 | 0 | 0 | 0 | 0 | 0 | 0 | 0 | 0 | 0 | 0 | 0 | 0 | 0 | 0 | 0 | 0 | 0 | 0 | 0 | 0 | 0
| PRINCIPLE PMT |  | 0 | 0 | 0 | 0 | 0 | 0 | 0 | 0 | 0 | 0 | 0 | 0 | 0 | 0 | 0 | 0 | 0 | 0 | 0 | 0 | 0 | 0 | 0 | 0 | 0 | 0 | 0 | 0 | 0 | 0 | 0
| TOTAL JR DEBT PMT |  | 0 | 0 | 0 | 0 | 0 | 0 | 0 | 0 | 0 | 0 | 0 | 0 | 0 | 0 | 0 | 0 | 0 | 0 | 0 | 0 | 0 | 0 | 0 | 0 | 0 | 0 | 0 | 0 | 0 | 0 | 0
| L/C FEE JR DEBT |  | 0 | 0 | 0 | 0 | 0 | 0 | 0 | 0 | 0 | 0 | 0 | 0 | 0 | 0 | 0 | 0 | 0 | 0 | 0 | 0 | 0 | 0 | 0 | 0 | 0 | 0 | 0 | 0 | 0 | 0 | 0
| NET CASH AFTER JR DEBT |  | 2002.9757 | 1480.6173 | 1492.0696 | 1481.3661 | 1471.0257 | 1554.4437 | 1431.7381 | 1430.0489 | 1427.8892 | 1447.3267 | 1470.4213 | 1496.5084 | 1526.9576 | 1494.9711 | 1459.0503 | 1390.665 | 1370.2307 | 2320.8957 | 5816.9381 | 5740.5072 | 0 | 0 | 0 | 0 | 0 | 0 | 0 | 0 | 0 | 0 | 0
DEFICIT | DEFICIT LOAN |  | 0 | 0 | 0 | 0 | 0 | 0 | 0 | 0 | 0 | 0 | 0 | 0 | 0 | 0 | 0 | 0 | 0 | 0 | 0 | 0 | 0 | 0 | 0 | 0 | 0 | 0 | 0 | 0 | 0 | 0 | 0
REVOLVER | RETURN PAYMENT |  | 0 | 0 | 0 | 0 | 0 | 0 | 0 | 0 | 0 | 0 | 0 | 0 | 0 | 0 | 0 | 0 | 0 | 0 | 0 | 0 | 0 | 0 | 0 | 0 | 0 | 0 | 0 | 0 | 0 | 0 | 0
| NET CASH AFTER REVOLVER |  | 2002.9757 | 1480.6173 | 1492.0696 | 1481.3661 | 1471.0257 | 1554.4437 | 1431.7381 | 1430.0489 | 1427.8892 | 1447.3267 | 1470.4213 | 1496.5084 | 1526.9576 | 1494.9711 | 1459.0503 | 1390.665 | 1370.2307 | 2320.8957 | 5816.9381 | 5740.5072 | 0 | 0 | 0 | 0 | 0 | 0 | 0 | 0 | 0 | 0 | 0
| BEGINNING CASH BALANCE |  | 700 | 700 | 700 | 700 | 700 | 700 | 700 | 700 | 700 | 700 | 700 | 700 | 700 | 700 | 700 | 700 | 700 | 700 | 700 | 700 | 0 | 0 | 0 | 0 | 0 | 0 | 0 | 0 | 0 | 0 | 0
| PLUS: NET CASH |  | 2002.9757 | 1480.6173 | 1492.0696 | 1481.3661 | 1471.0257 | 1554.4437 | 1431.7381 | 1430.0489 | 1427.8892 | 1447.3267 | 1470.4213 | 1496.5084 | 1526.9576 | 1494.9711 | 1459.0503 | 1390.665 | 1370.2307 | 2320.8957 | 5816.9381 | 5740.5072 | 0 | 0 | 0 | 0 | 0 | 0 | 0 | 0 | 0 | 0 | 0
| LESS: WORKING CAPITAL MIN BALANCE |  | -700 | -700 | -700 | -700 | -700 | -700 | -700 | -700 | -700 | -700 | -700 | -700 | -700 | -700 | -700 | -700 | -700 | -700 | -700 | 0 | 0 | 0 | 0 | 0 | 0 | 0 | 0 | 0 | 0 | 0 | 0
| CASH AVAILABLE FOR DISTRIBUTION |  | 2002.9757 | 1480.6173 | 1492.0696 | 1481.3661 | 1471.0257 | 1554.4437 | 1431.7381 | 1430.0489 | 1427.8892 | 1447.3267 | 1470.4213 | 1496.5084 | 1526.9576 | 1494.9711 | 1459.0503 | 1390.665 | 1370.2307 | 2320.8957 | 5816.9381 | 6440.5072 | 0 | 0 | 0 | 0 | 0 | 0 | 0 | 0 | 0 | 0 | 0
DISTRIBUTIONS | OUTSIDE EQUITY |  | 1982.9459 | 1465.8111 | 1477.1489 | 1466.5525 | 1456.3154 | 1538.8992 | 1417.4207 | 1415.7485 | 1413.6103 | 1432.8534 | 1455.7171 | 1481.5433 | 1511.6881 | 1480.0214 | 1444.4598 | 1376.7583 | 1356.5284 | 2297.6867 | 5758.7687 | 6376.1021 | 0 | 0 | 0 | 0 | 0 | 0 | 0 | 0 | 0 | 0 | 0
| EWC |  | 20.0298 | 14.8062 | 14.9207 | 14.8137 | 14.7103 | 15.5444 | 14.3174 | 14.3005 | 14.2789 | 14.4733 | 14.7042 | 14.9651 | 15.2696 | 14.9497 | 14.5905 | 13.9066 | 13.7023 | 23.209 | 58.1694 | 64.4051 | 0 | 0 | 0 | 0 | 0 | 0 | 0 | 0 | 0 | 0 | 0
| TOTAL CASH DISTRIBUTIONS |  | 2002.9757 | 1480.6173 | 1492.0696 | 1481.3661 | 1471.0257 | 1554.4437 | 1431.7381 | 1430.0489 | 1427.8892 | 1447.3267 | 1470.4213 | 1496.5084 | 1526.9576 | 1494.9711 | 1459.0503 | 1390.665 | 1370.2307 | 2320.8957 | 5816.9381 | 6440.5072 | 0 | 0 | 0 | 0 | 0 | 0 | 0 | 0 | 0 | 0 | 0
| ENDING CASH BALANCE |  | 700 | 700 | 700 | 700 | 700 | 700 | 700 | 700 | 700 | 700 | 700 | 700 | 700 | 700 | 700 | 700 | 700 | 700 | 700 | 0 | 0 | 0 | 0 | 0 | 0 | 0 | 0 | 0 | 0 | 0 | 0
PTC | PROD. TAX CREDIT RATE ¢/kWh |  | 0.018 | 0.018 | 0.018 | 0.019 | 0.019 | 0.019 | 0.02 | 0.02 | 0.021 | 0.021 | 0.022 | 0 | 0 | 0 | 0 | 0 | 0 | 0 | 0 | 0 | 0 | 0 | 0 | 0 | 0 | 0 | 0 | 0 | 0 | 0
| TOTAL PROD TAX CREDIT |  | 8441.3988 | 8441.3988 | 8441.3988 | 8910.3654 | 8910.3654 | 8910.3654 | 9379.332 | 9379.332 | 9848.2986 | 9848.2986 | 0 | 0 | 0 | 0 | 0 | 0 | 0 | 0 | 0 | 0 | 0 | 0 | 0 | 0 | 0 | 0 | 0 | 0 | 0 | 0
| Required Monetization |  | 1 2002: -2002.9757; 2 2003: -1480.6173; 3 2004: -1492.0696; 4 2005: -1481.3661; 5 2006: -1471.0257; 6 2007: -1554.4437; 7 2008: -1431.7381; 8 2009: -1430.0489; 9 2010: -1427.8892; 10 2011: -1447.3267; 11 2012: -1470.4213
| Additional Equity |  | 1 2002: 0; 2 2003: 0; 3 2004: 0; 4 2005: 0; 5 2006: 0; 6 2007: 0; 7 2008: 0; 8 2009: 0; 9 2010: 0; 10 2011: 0; 11 2012: 0
| Effective Monetization of Additional Equity |  | 1 2002: N/A; 2 2003: N/A; 3 2004: N/A; 4 2005: N/A; 5 2006: N/A; 6 2007: N/A; 7 2008: N/A; 8 2009: N/A; 9 2010: N/A; 10 2011: N/A; 11 2012: N/A
| Total Effective Monetization |  | 1 2002: 0%; 2 2003: 0%; 3 2004: 0%; 4 2005: 0%; 5 2006: 0%; 6 2007: 0%; 7 2008: 0%; 8 2009: 0%; 9 2010: 0%; 10 2011: 0%; 11 2012: #DIV/0!
Print Cashflow
Note on E62: Eddie Moses: No distributions until 2nd annual SR Debt payment date You may alter this cell if the timing of distribution is closer to previous calendar year
Note on O70: Eddie Moses: Adjusted for non-January production start

## Revolver
|  | 1 | 2 | 3 | 4 | 5 | 6 | 7 | 8 | 9 | 10 | 11 | 12 | 13 | 14 | 15 | 16 | 17 | 18 | 19 | 20 | 21 | 22 | 23 | 24 | 25 | 26 | 27 | 28 | 29 | 30 | 31
|  | 2002 | 2003 | 2004 | 2005 | 2006 | 2007 | 2008 | 2009 | 2010 | 2011 | 2012 | 2013 | 2014 | 2015 | 2016 | 2017 | 2018 | 2019 | 2020 | 2021 | 2022 | 2023 | 2024 | 2025 | 2026 | 2027 | 2028 | 2029 | 2030 | 2031 | 2032
NET CASH AFTER JR DEBT |  | 2002.9757 | 1480.6173 | 1492.0696 | 1481.3661 | 1471.0257 | 1554.4437 | 1431.7381 | 1430.0489 | 1427.8892 | 1447.3267 | 1470.4213 | 1496.5084 | 1526.9576 | 1494.9711 | 1459.0503 | 1390.665 | 1370.2307 | 2320.8957 | 5816.9381 | 5740.5072 | 0 | 0 | 0 | 0 | 0 | 0 | 0 | 0 | 0 | 0 | 0
Beginning Balance |  | 0 | 0 | 0 | 0 | 0 | 0 | 0 | 0 | 0 | 0 | 0 | 0 | 0 | 0 | 0 | 0 | 0 | 0 | 0 | 0 | 0 | 0 | 0 | 0 | 0 | 0 | 0 | 0 | 0 | 0 | 0
Deficit |  | 0 | 0 | 0 | 0 | 0 | 0 | 0 | 0 | 0 | 0 | 0 | 0 | 0 | 0 | 0 | 0 | 0 | 0 | 0 | 0 | 0 | 0 | 0 | 0 | 0 | 0 | 0 | 0 | 0 | 0 | 0
Interest | 8.5% | 0 | 0 | 0 | 0 | 0 | 0 | 0 | 0 | 0 | 0 | 0 | 0 | 0 | 0 | 0 | 0 | 0 | 0 | 0 | 0 | 0 | 0 | 0 | 0 | 0 | 0 | 0 | 0 | 0 | 0 | 0
Return |  | 0 | 0 | 0 | 0 | 0 | 0 | 0 | 0 | 0 | 0 | 0 | 0 | 0 | 0 | 0 | 0 | 0 | 0 | 0 | 0 | 0 | 0 | 0 | 0 | 0 | 0 | 0 | 0 | 0 | 0 | 0
Ending Balance |  | 0 | 0 | 0 | 0 | 0 | 0 | 0 | 0 | 0 | 0 | 0 | 0 | 0 | 0 | 0 | 0 | 0 | 0 | 0 | 0 | 0 | 0 | 0 | 0 | 0 | 0 | 0 | 0 | 0 | 0 | 0

## SrDebt
Sweetwater 129.00MW Project | Project Year |  | 1 | 2 | 3 | 4 | 5 | 6 | 7 | 8 | 9 | 10 | 11 | 12 | 13 | 14 | 15 | 16 | 17 | 18 | 19 | 20 | 21 | 22 | 23 | 24 | 25 | 26 | 27 | 28 | 29 | 30 | 31
Senior Debt
Total Net Operating Cash - Calendar Year |  | 128308.6803 | 8027.5658 | 6223.8775 | 6286.7961 | 6272.8924 | 6266.7646 | 6576.0322 | 6172.4429 | 6193.0566 | 6214.1112 | 6311.6827 | 6422.9542 | 6545.6258 | 6680.1975 | 6596.7002 | 6498.1256 | 6289.3986 | 6224.5346 | 6158.1289 | 6207.2331 | 6140.5596 | 0 | 0 | 0 | 0 | 0 | 0 | 0 | 0 | 0 | 0 | 0
Total Net Operating Cash - Project Year |  | 128308.6803 | 8027.5658 | 6223.8775 | 6286.7961 | 6272.8924 | 6266.7646 | 6576.0322 | 6172.4429 | 6193.0566 | 6214.1112 | 6311.6827 | 6422.9542 | 6545.6258 | 6680.1975 | 6596.7002 | 6498.1256 | 6289.3986 | 6224.5346 | 6158.1289 | 6207.2331 | 6140.5596 | 0 | 0 | 0 | 0 | 0 | 0 | 0 | 0 | 0 | 0 | 0
TRANCHE A |  | Weight
Cash Available for SR Debt -- Project Year |  | 100% | 8027.5658 | 6223.8775 | 6286.7961 | 6272.8924 | 6266.7646 | 6576.0322 | 6172.4429 | 6193.0566 | 6214.1112 | 6311.6827 | 6422.9542 | 6545.6258 | 6680.1975 | 6596.7002 | 6498.1256 | 6289.3986 | 6224.5346 | 6158.1289 | 6207.2331 | 6140.5596 | 0 | 0 | 0 | 0 | 0 | 0 | 0 | 0 | 0 | 0 | 0
|  |  | 1 | 2 | 3 | 4 | 5 | 6 | 7 | 8 | 9 | 10 | 11 | 12 | 13 | 14 | 15 | 16 | 17 | 18 | 19 | 20 | 21 | 22 | 23 | 24 | 25 | 26 | 27 | 28 | 29 | 30 | 31
Target Coverage Ratios |  |  | 140% | 140% | 140% | 140% | 140% | 140% | 140% | 140% | 140% | 140% | 140% | 140% | 140% | 140% | 140% | 140% | 140% | 140% | 140% | 140% | 140% | 140% | 140% | 140% | 140% | 140% | 140% | 140% | 140% | 140% | 140%
Actual Coverage Ratios |  |  | 1: 140%; 2: 140%; 3: 140%; 4: 140%; 5: 140%; 6: 140%; 7: 140%; 8: 140%; 9: 140%; 10: 140%; 11: 140%; 12: 140%; 13: 140%; 14: 140%; 15: 140%; 16: 140%; 17: 140%; 18: 178.2%
Interest |  |  | 9.1% | 9.1% | 9.1% | 9.1% | 9.1% | 9.1% | 9.1% | 9.1% | 9.1% | 9.1% | 9.1% | 9.1% | 9.15% | 9.2% | 9.25% | 9.3% | 9.35% | 9.4% | 9.45% | 9.5% | 9.55% | 9.6% | 9.65% | 9.7% | 9.75% | 9.8% | 9.85% | 9.9% | 9.95% | 10% | 10.05%
PVF |  |  | 0.91659 | 0.84014 | 0.77006 | 0.70583 | 0.64696 | 0.593 | 0.54353 | 0.4982 | 0.45664 | 0.41855 | 0.38364 | 0.35164 | 0.3204 | 0.29166 | 0.26526 | 0.24103 | 0.21882 | 0.19847 | 0.17985 | 0.16282 | 0.14728 | 0.1331 | 0.12017 | 0.1084 | 0.097698 | 0.087971 | 0.07914 | 0.071132 | 0.063876 | 0.057309 | 0.05137
Cash Available for Coverage |  | #DIV/0! | 5733.9756 | 4445.6268 | 4490.5686 | 4480.6374 | 4476.2605 | 4697.1659 | 4408.8878 | 4423.6119 | 4438.6509 | 4508.3448 | 4587.8244 | 4675.447 | 4771.5697 | 4711.9287 | 4641.5183 | 4492.4276 | 4446.0961 | 4398.6635 | 4433.738 | 4386.114 | 0 | 0 | 0 | 0 | 0 | 0 | 0 | 0 | 0 | 0 | 0
Cash Used for SR Debt |  | #DIV/0! | 5733.9756 | 4445.6268 | 4490.5686 | 4480.6374 | 4476.2605 | 4697.1659 | 4408.8878 | 4423.6119 | 4438.6509 | 4508.3448 | 4587.8244 | 4675.447 | 4771.5697 | 4711.9287 | 4641.5183 | 4492.4276 | 4446.0961 | 4398.6635 | 0 | 0 | 0 | 0 | 0 | 0 | 0 | 0 | 0 | 0 | 0 | 0 | 0
PV |  |  | 5255.7063 | 3734.9389 | 3458.0167 | 3162.5747 | 2895.9536 | 2785.3989 | 2396.3806 | 2203.8347 | 2026.8809 | 1886.9901 | 1760.0886 | 1644.0921 | 1528.8069 | 1374.3007 | 1231.2277 | 1082.8255 | 972.8804 | 872.9893 | 0 | 0 | 0 | 0 | 0 | 0 | 0 | 0 | 0 | 0 | 0 | 0 | 0
Total PV + Fine Tuner |  |  | 1: 40273.8867
Target Term |  |  | 1: 18; 3: 18; 4: Actual Term
Cash Available for Coverage | Weight
1st S.A. Repayment Period | 50% |  | 2866.9878 | 2222.8134 | 2245.2843 | 2240.3187 | 2238.1302 | 2348.5829 | 2204.4439 | 2211.8059 | 2219.3254 | 2254.1724 | 2293.9122 | 2337.7235 | 2385.7848 | 2355.9644 | 2320.7591 | 2246.2138 | 2223.0481 | 2199.3318 | 2216.869 | 2193.057 | 0 | 0 | 0 | 0 | 0 | 0 | 0 | 0 | 0 | 0 | 0
2nd S.A. Repayment Period | 50% |  | 2866.9878 | 2222.8134 | 2245.2843 | 2240.3187 | 2238.1302 | 2348.5829 | 2204.4439 | 2211.8059 | 2219.3254 | 2254.1724 | 2293.9122 | 2337.7235 | 2385.7848 | 2355.9644 | 2320.7591 | 2246.2138 | 2223.0481 | 2199.3318 | 2216.869 | 2193.057 | 0 | 0 | 0 | 0 | 0 | 0 | 0 | 0 | 0 | 0 | 0
|  | Year | 1 | 2 | 3 | 4 | 5 | 6 | 7 | 8 | 9 | 10 | 11 | 12 | 13 | 14 | 15 | 16 | 17 | 18 | 19 | 20 | 21 | 22 | 23 | 24 | 25 | 26 | 27 | 28 | 29 | 30 | 31
Project Start Date |  |  | 2002-01-01 | 2002-12-30 | 2003-12-30 | 2004-12-30 | 2005-12-30 | 2006-12-30 | 2007-12-30 | 2008-12-30 | 2009-12-30 | 2010-12-30 | 2011-12-30 | 2012-12-30 | 2013-12-30 | 2014-12-30 | 2015-12-30 | 2016-12-30 | 2017-12-30 | 2018-12-30 | 2019-12-30 | 2020-12-30 | 2021-12-30 | 2022-12-30 | 2023-12-30 | 2024-12-30 | 2025-12-30 | 2026-12-30 | 2027-12-30 | 2028-12-30 | 2029-12-30 | 2030-12-30 | 2031-12-30 | 2032-12-30
Days in Period |  |  | 180 | 182 | 183 | 182 | 182 | 182 | 183 | 182 | 182 | 182 | 183 | 182 | 182 | 182 | 183 | 182 | 182 | 182 | 183 | 182 | 182 | 182 | 183 | 182 | 182 | 182 | 183 | 182 | 182 | 182 | 183
Beginning Loan Balance |  |  | 40273.8867 | 38187.5204 | 37243.6675 | 36174.591 | 35004.9132 | 33729.3053 | 32107.2755 | 30635.5761 | 29001.404 | 27197.5922 | 25152.209 | 22839.0921 | 20211.3342 | 17247.3046 | 14071.5013 | 10675.2779 | 7106.9784 | 3244.9214 | 0 | 0 | 0 | 0 | 0 | 0 | 0 | 0 | 0 | 0 | 0 | 0 | 0
Interest |  |  | 1832.4618 | 1756.8381 | 1722.83 | 1664.2322 | 1610.4205 | 1551.7354 | 1485.2291 | 1409.4067 | 1334.2257 | 1251.2403 | 1163.4993 | 1050.7251 | 934.9426 | 802.1913 | 661.6537 | 501.916 | 335.9429 | 154.2059 | 0 | 0 | 0 | 0 | 0 | 0 | 0 | 0 | 0 | 0 | 0 | 0 | 0
Principal |  |  | 1034.5259 | 465.9753 | 522.4543 | 576.0866 | 627.7098 | 796.8475 | 719.2149 | 802.3992 | 885.0997 | 1002.9321 | 1130.4129 | 1286.9984 | 1450.8422 | 1553.7731 | 1659.1054 | 1744.2978 | 1887.1051 | 2045.1259 | 0 | 0 | 0 | 0 | 0 | 0 | 0 | 0 | 0 | 0 | 0 | 0 | 0
Ending Balance |  |  | 39239.3607 | 37721.5451 | 36721.2131 | 35598.5044 | 34377.2034 | 32932.4578 | 31388.0606 | 29833.1769 | 28116.3042 | 26194.6601 | 24021.7961 | 21552.0938 | 18760.492 | 15693.5315 | 12412.3959 | 8930.9801 | 5219.8733 | 1199.7956 | 0 | 0 | 0 | 0 | 0 | 0 | 0 | 0 | 0 | 0 | 0 | 0 | 0
First Payment Date |  |  | 2002-06-30 | 2003-06-30 | 2004-06-30 | 2005-06-30 | 2006-06-30 | 2007-06-30 | 2008-06-30 | 2009-06-30 | 2010-06-30 | 2011-06-30 | 2012-06-30 | 2013-06-30 | 2014-06-30 | 2015-06-30 | 2016-06-30 | 2017-06-30 | 2018-06-30 | 2019-06-30 | 2020-06-30 | 2021-06-30 | 2022-06-30 | 2023-06-30 | 2024-06-30 | 2025-06-30 | 2026-06-30 | 2027-06-30 | 2028-06-30 | 2029-06-30 | 2030-06-30 | 2031-06-30 | 2032-06-30 | 2033-06-30
Days in Period |  |  | 183 | 183 | 183 | 183 | 183 | 183 | 183 | 183 | 183 | 183 | 183 | 183 | 183 | 183 | 183 | 183 | 183 | 183 | 183 | 183 | 183 | 183 | 183 | 183 | 183 | 183 | 183 | 183 | 183 | 183 | 183
Mid-Year Loan Balance |  |  | 39239.3607 | 37721.5451 | 36721.2131 | 35598.5044 | 34377.2034 | 32932.4578 | 31388.0606 | 29833.1769 | 28116.3042 | 26194.6601 | 24021.7961 | 21552.0938 | 18760.492 | 15693.5315 | 12412.3959 | 8930.9801 | 5219.8733 | 1199.7956 | 0 | 0 | 0 | 0 | 0 | 0 | 0 | 0 | 0 | 0 | 0 | 0 | 0
Interest |  |  | 1815.1474 | 1744.9358 | 1698.6621 | 1646.7275 | 1590.2321 | 1523.4006 | 1451.9594 | 1380.033 | 1300.6134 | 1211.7213 | 1111.2083 | 996.9639 | 872.5974 | 733.9342 | 583.6412 | 422.2121 | 248.0962 | 57.3302 | 0 | 0 | 0 | 0 | 0 | 0 | 0 | 0 | 0 | 0 | 0 | 0 | 0
Principal |  |  | 1051.8404 | 477.8776 | 546.6222 | 593.5912 | 647.8981 | 825.1823 | 752.4845 | 831.7729 | 918.7121 | 1042.4511 | 1182.7039 | 1340.7596 | 1513.1874 | 1622.0302 | 1737.1179 | 1824.0017 | 1974.9518 | 1199.7956 | 0 | 0 | 0 | 0 | 0 | 0 | 0 | 0 | 0 | 0 | 0 | 0 | 0 | 0
Ending Balance |  |  | 38187.5204 | 37243.6675 | 36174.591 | 35004.9132 | 33729.3053 | 32107.2755 | 30635.5761 | 29001.404 | 27197.5922 | 25152.209 | 22839.0921 | 20211.3342 | 17247.3046 | 14071.5013 | 10675.2779 | 7106.9784 | 3244.9214 | 0 | 0 | 0 | 0 | 0 | 0 | 0 | 0 | 0 | 0 | 0 | 0 | 0 | 0
Second Payment Date |  |  | 2002-12-30 | 2003-12-30 | 2004-12-30 | 2005-12-30 | 2006-12-30 | 2007-12-30 | 2008-12-30 | 2009-12-30 | 2010-12-30 | 2011-12-30 | 2012-12-30 | 2013-12-30 | 2014-12-30 | 2015-12-30 | 2016-12-30 | 2017-12-30 | 2018-12-30 | 2019-12-30 | 2020-12-30 | 2021-12-30 | 2022-12-30 | 2023-12-30 | 2024-12-30 | 2025-12-30 | 2026-12-30 | 2027-12-30 | 2028-12-30 | 2029-12-30 | 2030-12-30 | 2031-12-30 | 2032-12-30 | 2033-12-30
Counter Beginning Period |  |  | 1 | 1 | 1 | 1 | 1 | 1 | 1 | 1 | 1 | 1 | 1 | 1 | 1 | 1 | 1 | 1 | 1 | 1 | 0 | 0 | 0 | 0 | 0 | 0 | 0 | 0 | 0 | 0 | 0 | 0 | 0
Counter Mid Year |  |  | 1 | 1 | 1 | 1 | 1 | 1 | 1 | 1 | 1 | 1 | 1 | 1 | 1 | 1 | 1 | 1 | 1 | 1 | 0 | 0 | 0 | 0 | 0 | 0 | 0 | 0 | 0 | 0 | 0 | 0 | 0
Average Life |  |  | 2002-12-30: 11.211
PROJECT YEAR TRANCHE A
Annual Interest Payment | 41613.1127 |  | 3647.6093 | 3501.7739 | 3421.4921 | 3310.9596 | 3200.6526 | 3075.136 | 2937.1884 | 2789.4397 | 2634.8391 | 2462.9617 | 2274.7075 | 2047.6891 | 1807.54 | 1536.1255 | 1245.2949 | 924.1281 | 584.0391 | 211.5361 | 0 | 0 | 0 | 0 | 0 | 0 | 0 | 0 | 0 | 0 | 0 | 0 | 0
Annual Principle Payment | 40273.8867 |  | 2086.3663 | 943.8529 | 1069.0765 | 1169.6778 | 1275.6078 | 1622.0298 | 1471.6994 | 1634.1722 | 1803.8118 | 2045.3831 | 2313.1169 | 2627.7579 | 2964.0296 | 3175.8033 | 3396.2234 | 3568.2995 | 3862.057 | 3244.9214 | 0 | 0 | 0 | 0 | 0 | 0 | 0 | 0 | 0 | 0 | 0 | 0 | 0
Total P & I Payment |  |  | 5733.9756 | 4445.6268 | 4490.5686 | 4480.6374 | 4476.2605 | 4697.1659 | 4408.8878 | 4423.6119 | 4438.6509 | 4508.3448 | 4587.8244 | 4675.447 | 4771.5697 | 4711.9287 | 4641.5183 | 4492.4276 | 4446.0961 | 3456.4575 | 0 | 0 | 0 | 0 | 0 | 0 | 0 | 0 | 0 | 0 | 0 | 0 | 0
ADJUSTMENT FOR CALENDAR YEAR TRANCHE A |  | 0 | bar: 2002-12-30
0 | bar: 2002-12-30
TRANCHE B |  | Weight
Cash Available for SR Debt -- Project Year |  | 0% | 0 | 0 | 0 | 0 | 0 | 0 | 0 | 0 | 0 | 0 | 0 | 0 | 0 | 0 | 0 | 0 | 0 | 0 | 0 | 0 | 0 | 0 | 0 | 0 | 0 | 0 | 0 | 0 | 0 | 0 | 0
|  |  | 1 | 2 | 3 | 4 | 5 | 6 | 7 | 8 | 9 | 10 | 11 | 12 | 13 | 14 | 15 | 16 | 17 | 18 | 19 | 20 | 21 | 22 | 23 | 24 | 25 | 26 | 27 | 28 | 29 | 30 | 31
Target Coverage Ratios |  |  | 140% | 140% | 140% | 140% | 140% | 140% | 140% | 140% | 140% | 140% | 140% | 140% | 140% | 140% | 140% | 140% | 140% | 140% | 140% | 140% | 140% | 140% | 140% | 140% | 140% | 140% | 140% | 140% | 140% | 140% | 140%
Actual Coverage Ratios
Interest |  |  | 9.81% | 9.81% | 9.81% | 9.81% | 9.81% | 9.81% | 9.81% | 9.81% | 9.81% | 9.81% | 9.81% | 9.81% | 9.81% | 9.81% | 9.81% | 9.81% | 9.81% | 9.81% | 9.81% | 9.81% | 9.81% | 9.81% | 9.81% | 9.81% | 9.81% | 9.81% | 9.81% | 9.81% | 9.81% | 9.81% | 9.81%
PVF |  |  | 0.91066 | 0.82931 | 0.75522 | 0.68775 | 0.62631 | 0.57036 | 0.51941 | 0.473 | 0.43075 | 0.39227 | 0.35722 | 0.32531 | 0.29625 | 0.26978 | 0.24568 | 0.22373 | 0.20375 | 0.18554 | 0.16897 | 0.15387 | 0.14013 | 0.12761 | 0.11621 | 0.10583 | 0.096372 | 0.087763 | 0.079922 | 0.072783 | 0.06628 | 0.060359 | 0.054967
Cash Available for Coverage |  | #DIV/0! | 0 | 0 | 0 | 0 | 0 | 0 | 0 | 0 | 0 | 0 | 0 | 0 | 0 | 0 | 0 | 0 | 0 | 0 | 0 | 0 | 0 | 0 | 0 | 0 | 0 | 0 | 0 | 0 | 0 | 0 | 0
Cash Used for SR Debt |  | #DIV/0! | 0 | 0 | 0 | 0 | 0 | 0 | 0 | 0 | 0 | 0 | 0 | 0 | 0 | 0 | 0 | 0 | 0 | 0 | 0 | 0 | 0 | 0 | 0 | 0 | 0 | 0 | 0 | 0 | 0 | 0 | 0
PV |  |  | 0 | 0 | 0 | 0 | 0 | 0 | 0 | 0 | 0 | 0 | 0 | 0 | 0 | 0 | 0 | 0 | 0 | 0 | 0 | 0 | 0 | 0 | 0 | 0 | 0 | 0 | 0 | 0 | 0 | 0 | 0
Total PV + Fine Tuner |  |  | 1: 0
Target Term |  |  | 1: 20; 3: 0; 4: Actual Term
Cash Available for Coverage | Weight
1st S.A. Repayment Period | 50% |  | 0 | 0 | 0 | 0 | 0 | 0 | 0 | 0 | 0 | 0 | 0 | 0 | 0 | 0 | 0 | 0 | 0 | 0 | 0 | 0 | 0 | 0 | 0 | 0 | 0 | 0 | 0 | 0 | 0 | 0 | 0
2nd S.A. Repayment Period | 50% |  | 0 | 0 | 0 | 0 | 0 | 0 | 0 | 0 | 0 | 0 | 0 | 0 | 0 | 0 | 0 | 0 | 0 | 0 | 0 | 0 | 0 | 0 | 0 | 0 | 0 | 0 | 0 | 0 | 0 | 0 | 0
|  | Year | 1 | 2 | 3 | 4 | 5 | 6 | 7 | 8 | 9 | 10 | 11 | 12 | 13 | 14 | 15 | 16 | 17 | 18 | 19 | 20 | 21 | 22 | 23 | 24 | 25 | 26 | 27 | 28 | 29 | 30 | 31
Project Start Date |  |  | 2002-01-01 | 2002-12-30 | 2003-12-30 | 2004-12-30 | 2005-12-30 | 2006-12-30 | 2007-12-30 | 2008-12-30 | 2009-12-30 | 2010-12-30 | 2011-12-30 | 2012-12-30 | 2013-12-30 | 2014-12-30 | 2015-12-30 | 2016-12-30 | 2017-12-30 | 2018-12-30 | 2019-12-30 | 2020-12-30 | 2021-12-30 | 2022-12-30 | 2023-12-30 | 2024-12-30 | 2025-12-30 | 2026-12-30 | 2027-12-30 | 2028-12-30 | 2029-12-30 | 2030-12-30 | 2031-12-30 | 2032-12-30
Days in Period |  |  | 180 | 182 | 183 | 182 | 182 | 182 | 183 | 182 | 182 | 182 | 183 | 182 | 182 | 182 | 183 | 182 | 182 | 182 | 183 | 182 | 182 | 182 | 183 | 182 | 182 | 182 | 183 | 182 | 182 | 182 | 183
Beginning Loan Balance |  |  | 0 | 0 | 0 | 0 | 0 | 0 | 0 | 0 | 0 | 0 | 0 | 0 | 0 | 0 | 0 | 0 | 0 | 0 | 0 | 0 | 0 | 0 | 0 | 0 | 0 | 0 | 0 | 0 | 0 | 0 | 0
Interest |  |  | 0 | 0 | 0 | 0 | 0 | 0 | 0 | 0 | 0 | 0 | 0 | 0 | 0 | 0 | 0 | 0 | 0 | 0 | 0 | 0 | 0 | 0 | 0 | 0 | 0 | 0 | 0 | 0 | 0 | 0 | 0
Principal |  |  | 0 | 0 | 0 | 0 | 0 | 0 | 0 | 0 | 0 | 0 | 0 | 0 | 0 | 0 | 0 | 0 | 0 | 0 | 0 | 0 | 0 | 0 | 0 | 0 | 0 | 0 | 0 | 0 | 0 | 0 | 0
Ending Balance |  |  | 0 | 0 | 0 | 0 | 0 | 0 | 0 | 0 | 0 | 0 | 0 | 0 | 0 | 0 | 0 | 0 | 0 | 0 | 0 | 0 | 0 | 0 | 0 | 0 | 0 | 0 | 0 | 0 | 0 | 0 | 0
First Payment Date |  |  | 2002-06-30 | 2003-06-30 | 2004-06-30 | 2005-06-30 | 2006-06-30 | 2007-06-30 | 2008-06-30 | 2009-06-30 | 2010-06-30 | 2011-06-30 | 2012-06-30 | 2013-06-30 | 2014-06-30 | 2015-06-30 | 2016-06-30 | 2017-06-30 | 2018-06-30 | 2019-06-30 | 2020-06-30 | 2021-06-30 | 2022-06-30 | 2023-06-30 | 2024-06-30 | 2025-06-30 | 2026-06-30 | 2027-06-30 | 2028-06-30 | 2029-06-30 | 2030-06-30 | 2031-06-30 | 2032-06-30 | 2033-06-30
Days in Period |  |  | 183 | 183 | 183 | 183 | 183 | 183 | 183 | 183 | 183 | 183 | 183 | 183 | 183 | 183 | 183 | 183 | 183 | 183 | 183 | 183 | 183 | 183 | 183 | 183 | 183 | 183 | 183 | 183 | 183 | 183 | 183
Mid-Year Loan Balance |  |  | 0 | 0 | 0 | 0 | 0 | 0 | 0 | 0 | 0 | 0 | 0 | 0 | 0 | 0 | 0 | 0 | 0 | 0 | 0 | 0 | 0 | 0 | 0 | 0 | 0 | 0 | 0 | 0 | 0 | 0 | 0
Interest |  |  | 0 | 0 | 0 | 0 | 0 | 0 | 0 | 0 | 0 | 0 | 0 | 0 | 0 | 0 | 0 | 0 | 0 | 0 | 0 | 0 | 0 | 0 | 0 | 0 | 0 | 0 | 0 | 0 | 0 | 0 | 0
Principal |  |  | 0 | 0 | 0 | 0 | 0 | 0 | 0 | 0 | 0 | 0 | 0 | 0 | 0 | 0 | 0 | 0 | 0 | 0 | 0 | 0 | 0 | 0 | 0 | 0 | 0 | 0 | 0 | 0 | 0 | 0 | 0
Ending Balance |  |  | 0 | 0 | 0 | 0 | 0 | 0 | 0 | 0 | 0 | 0 | 0 | 0 | 0 | 0 | 0 | 0 | 0 | 0 | 0 | 0 | 0 | 0 | 0 | 0 | 0 | 0 | 0 | 0 | 0 | 0 | 0
Second Payment Date |  |  | 2002-12-30 | 2003-12-30 | 2004-12-30 | 2005-12-30 | 2006-12-30 | 2007-12-30 | 2008-12-30 | 2009-12-30 | 2010-12-30 | 2011-12-30 | 2012-12-30 | 2013-12-30 | 2014-12-30 | 2015-12-30 | 2016-12-30 | 2017-12-30 | 2018-12-30 | 2019-12-30 | 2020-12-30 | 2021-12-30 | 2022-12-30 | 2023-12-30 | 2024-12-30 | 2025-12-30 | 2026-12-30 | 2027-12-30 | 2028-12-30 | 2029-12-30 | 2030-12-30 | 2031-12-30 | 2032-12-30 | 2033-12-30
Counter Beginning Period |  |  | 0 | 0 | 0 | 0 | 0 | 0 | 0 | 0 | 0 | 0 | 0 | 0 | 0 | 0 | 0 | 0 | 0 | 0 | 0 | 0 | 0 | 0 | 0 | 0 | 0 | 0 | 0 | 0 | 0 | 0 | 0
Counter Mid Year |  |  | 0 | 0 | 0 | 0 | 0 | 0 | 0 | 0 | 0 | 0 | 0 | 0 | 0 | 0 | 0 | 0 | 0 | 0 | 0 | 0 | 0 | 0 | 0 | 0 | 0 | 0 | 0 | 0 | 0 | 0 | 0
Average Life |  |  | 2002-12-30: #DIV/0!
PROJECT YEAR TRANCHE B
Annual Interest Payment | 0 |  | 0 | 0 | 0 | 0 | 0 | 0 | 0 | 0 | 0 | 0 | 0 | 0 | 0 | 0 | 0 | 0 | 0 | 0 | 0 | 0 | 0 | 0 | 0 | 0 | 0 | 0 | 0 | 0 | 0 | 0 | 0
Annual Principle Payment | 0 |  | 0 | 0 | 0 | 0 | 0 | 0 | 0 | 0 | 0 | 0 | 0 | 0 | 0 | 0 | 0 | 0 | 0 | 0 | 0 | 0 | 0 | 0 | 0 | 0 | 0 | 0 | 0 | 0 | 0 | 0 | 0
Total P & I Payment |  |  | 0 | 0 | 0 | 0 | 0 | 0 | 0 | 0 | 0 | 0 | 0 | 0 | 0 | 0 | 0 | 0 | 0 | 0 | 0 | 0 | 0 | 0 | 0 | 0 | 0 | 0 | 0 | 0 | 0 | 0 | 0
ADJUSTMENT FOR CALENDAR YEAR TRANCHE B |  | 0 | bar: 2002-12-30
0 | bar: 2002-12-30
PROJECT YEAR TOTAL
Beginning Loan Balance |  |  | 40273.8867 | 38187.5204 | 37243.6675 | 36174.591 | 35004.9132 | 33729.3053 | 32107.2755 | 30635.5761 | 29001.404 | 27197.5922 | 25152.209 | 22839.0921 | 20211.3342 | 17247.3046 | 14071.5013 | 10675.2779 | 7106.9784 | 3244.9214 | 0 | 0 | 0 | 0 | 0 | 0 | 0 | 0 | 0 | 0 | 0 | 0 | 0 | 0
Annual Interest Payment | 41613.1127 |  | 3647.6093 | 3501.7739 | 3421.4921 | 3310.9596 | 3200.6526 | 3075.136 | 2937.1884 | 2789.4397 | 2634.8391 | 2462.9617 | 2274.7075 | 2047.6891 | 1807.54 | 1536.1255 | 1245.2949 | 924.1281 | 584.0391 | 211.5361 | 0 | 0 | 0 | 0 | 0 | 0 | 0 | 0 | 0 | 0 | 0 | 0 | 0
Annual Principle Payment | 40273.8867 |  | 2086.3663 | 943.8529 | 1069.0765 | 1169.6778 | 1275.6078 | 1622.0298 | 1471.6994 | 1634.1722 | 1803.8118 | 2045.3831 | 2313.1169 | 2627.7579 | 2964.0296 | 3175.8033 | 3396.2234 | 3568.2995 | 3862.057 | 3244.9214 | 0 | 0 | 0 | 0 | 0 | 0 | 0 | 0 | 0 | 0 | 0 | 0 | 0
Ending Loan Balance |  |  | 38187.5204 | 37243.6675 | 36174.591 | 35004.9132 | 33729.3053 | 32107.2755 | 30635.5761 | 29001.404 | 27197.5922 | 25152.209 | 22839.0921 | 20211.3342 | 17247.3046 | 14071.5013 | 10675.2779 | 7106.9784 | 3244.9214 | 0 | 0 | 0 | 0 | 0 | 0 | 0 | 0 | 0 | 0 | 0 | 0 | 0 | 0 | 0
Total P & I Payment |  |  | 5733.9756 | 4445.6268 | 4490.5686 | 4480.6374 | 4476.2605 | 4697.1659 | 4408.8878 | 4423.6119 | 4438.6509 | 4508.3448 | 4587.8244 | 4675.447 | 4771.5697 | 4711.9287 | 4641.5183 | 4492.4276 | 4446.0961 | 3456.4575 | 0 | 0 | 0 | 0 | 0 | 0 | 0 | 0 | 0 | 0 | 0 | 0 | 0
TOTALS TO MODEL
CALENDAR YEAR TRANCHE A |  |  | 2002-12-31 | 2003-12-31 | 2004-12-31 | 2005-12-31 | 2006-12-31 | 2007-12-31 | 2008-12-31 | 2009-12-31 | 2010-12-31 | 2011-12-31 | 2012-12-31 | 2013-12-31 | 2014-12-31 | 2015-12-31 | 2016-12-31 | 2017-12-31 | 2018-12-31 | 2019-12-31 | 2020-12-31 | 2021-12-31 | 2022-12-31 | 2023-12-31 | 2024-12-31 | 2025-12-31 | 2026-12-31 | 2027-12-31 | 2028-12-31 | 2029-12-31 | 2030-12-31 | 2031-12-31 | 2032-12-31 | 2033-12-31
Beginning Balance |  | 0 | 40273.8867 | 38187.5204 | 37243.6675 | 36174.591 | 35004.9132 | 33729.3053 | 32107.2755 | 30635.5761 | 29001.404 | 27197.5922 | 25152.209 | 22839.0921 | 20211.3342 | 17247.3046 | 14071.5013 | 10675.2779 | 7106.9784 | 3244.9214 | 0 | 0 | 0 | 0 | 0 | 0 | 0 | 0 | 0 | 0 | 0 | 0 | 0 | 0
Total Annual Interest | 41613.1127 | 0 | 3647.6093 | 3501.7739 | 3421.4921 | 3310.9596 | 3200.6526 | 3075.136 | 2937.1884 | 2789.4397 | 2634.8391 | 2462.9617 | 2274.7075 | 2047.6891 | 1807.54 | 1536.1255 | 1245.2949 | 924.1281 | 584.0391 | 211.5361 | 0 | 0 | 0 | 0 | 0 | 0 | 0 | 0 | 0 | 0 | 0 | 0 | 0 | 0
Total Annual Principle | 40273.8867 | 0 | 2086.3663 | 943.8529 | 1069.0765 | 1169.6778 | 1275.6078 | 1622.0298 | 1471.6994 | 1634.1722 | 1803.8118 | 2045.3831 | 2313.1169 | 2627.7579 | 2964.0296 | 3175.8033 | 3396.2234 | 3568.2995 | 3862.057 | 3244.9214 | 0 | 0 | 0 | 0 | 0 | 0 | 0 | 0 | 0 | 0 | 0 | 0 | 0 | 0
Ending Balance |  | 0 | 38187.5204 | 37243.6675 | 36174.591 | 35004.9132 | 33729.3053 | 32107.2755 | 30635.5761 | 29001.404 | 27197.5922 | 25152.209 | 22839.0921 | 20211.3342 | 17247.3046 | 14071.5013 | 10675.2779 | 7106.9784 | 3244.9214 | 0 | 0 | 0 | 0 | 0 | 0 | 0 | 0 | 0 | 0 | 0 | 0 | 0 | 0 | 0
CALENDAR YEAR TRANCHE B |  |  | 2002-12-31 | 2003-12-31 | 2004-12-31 | 2005-12-31 | 2006-12-31 | 2007-12-31 | 2008-12-31 | 2009-12-31 | 2010-12-31 | 2011-12-31 | 2012-12-31 | 2013-12-31 | 2014-12-31 | 2015-12-31 | 2016-12-31 | 2017-12-31 | 2018-12-31 | 2019-12-31 | 2020-12-31 | 2021-12-31 | 2022-12-31 | 2023-12-31 | 2024-12-31 | 2025-12-31 | 2026-12-31 | 2027-12-31 | 2028-12-31 | 2029-12-31 | 2030-12-31 | 2031-12-31 | 2032-12-31 | 2033-12-31
Beginning Balance |  | 0 | 0 | 0 | 0 | 0 | 0 | 0 | 0 | 0 | 0 | 0 | 0 | 0 | 0 | 0 | 0 | 0 | 0 | 0 | 0 | 0 | 0 | 0 | 0 | 0 | 0 | 0 | 0 | 0 | 0 | 0 | 0 | 0
Total Annual Interest | 0 | 0 | 0 | 0 | 0 | 0 | 0 | 0 | 0 | 0 | 0 | 0 | 0 | 0 | 0 | 0 | 0 | 0 | 0 | 0 | 0 | 0 | 0 | 0 | 0 | 0 | 0 | 0 | 0 | 0 | 0 | 0 | 0 | 0
Total Annual Principle | 0 | 0 | 0 | 0 | 0 | 0 | 0 | 0 | 0 | 0 | 0 | 0 | 0 | 0 | 0 | 0 | 0 | 0 | 0 | 0 | 0 | 0 | 0 | 0 | 0 | 0 | 0 | 0 | 0 | 0 | 0 | 0 | 0 | 0
Ending Balance |  | 0 | 0 | 0 | 0 | 0 | 0 | 0 | 0 | 0 | 0 | 0 | 0 | 0 | 0 | 0 | 0 | 0 | 0 | 0 | 0 | 0 | 0 | 0 | 0 | 0 | 0 | 0 | 0 | 0 | 0 | 0 | 0 | 0
CALENDAR YEAR TOTAL |  |  | 2002-12-31 | 2003-12-31 | 2004-12-31 | 2005-12-31 | 2006-12-31 | 2007-12-31 | 2008-12-31 | 2009-12-31 | 2010-12-31 | 2011-12-31 | 2012-12-31 | 2013-12-31 | 2014-12-31 | 2015-12-31 | 2016-12-31 | 2017-12-31 | 2018-12-31 | 2019-12-31 | 2020-12-31 | 2021-12-31 | 2022-12-31 | 2023-12-31 | 2024-12-31 | 2025-12-31 | 2026-12-31 | 2027-12-31 | 2028-12-31 | 2029-12-31 | 2030-12-31 | 2031-12-31 | 2032-12-31 | 2033-12-31
Beginning Balance |  |  | 40273.8867 | 38187.5204 | 37243.6675 | 36174.591 | 35004.9132 | 33729.3053 | 32107.2755 | 30635.5761 | 29001.404 | 27197.5922 | 25152.209 | 22839.0921 | 20211.3342 | 17247.3046 | 14071.5013 | 10675.2779 | 7106.9784 | 3244.9214 | 0 | 0 | 0 | 0 | 0 | 0 | 0 | 0 | 0 | 0 | 0 | 0 | 0 | 0
Total Annual Interest | 41613.1127 |  | 3647.6093 | 3501.7739 | 3421.4921 | 3310.9596 | 3200.6526 | 3075.136 | 2937.1884 | 2789.4397 | 2634.8391 | 2462.9617 | 2274.7075 | 2047.6891 | 1807.54 | 1536.1255 | 1245.2949 | 924.1281 | 584.0391 | 211.5361 | 0 | 0 | 0 | 0 | 0 | 0 | 0 | 0 | 0 | 0 | 0 | 0 | 0 | 0
Total Annual Principle | 40273.8867 |  | 2086.3663 | 943.8529 | 1069.0765 | 1169.6778 | 1275.6078 | 1622.0298 | 1471.6994 | 1634.1722 | 1803.8118 | 2045.3831 | 2313.1169 | 2627.7579 | 2964.0296 | 3175.8033 | 3396.2234 | 3568.2995 | 3862.057 | 3244.9214 | 0 | 0 | 0 | 0 | 0 | 0 | 0 | 0 | 0 | 0 | 0 | 0 | 0 | 0
Ending Balance |  |  | 38187.5204 | 37243.6675 | 36174.591 | 35004.9132 | 33729.3053 | 32107.2755 | 30635.5761 | 29001.404 | 27197.5922 | 25152.209 | 22839.0921 | 20211.3342 | 17247.3046 | 14071.5013 | 10675.2779 | 7106.9784 | 3244.9214 | 0 | 0 | 0 | 0 | 0 | 0 | 0 | 0 | 0 | 0 | 0 | 0 | 0 | 0 | 0
NOTE: Calendar Year Totals are hooked to rest of model by default. During Debt and Equity closing, Project Year totals may more accurately reflect the timing of cash flows
Note on E10: Eddie Moses: This line used for hlookup functions - do not remove
Note on B23: Eddie Moses: At Debt close you may hook accurate S.A. Net Operating Cash available for Debt Service here
Note on B68: Eddie Moses: At Debt close you may hook accurate S.A. Net Operating Cash available for Debt Service here
Note on D268: Eddie Moses/EWC/Enron 11/18/98 09:11:55 AM Debt Fine Tuner adds money to the PV of the last year of the Debt Term. The formula which solves for Debt (=PV of Cash Available for Debt after coverage ratio solved at the interest rate and then summed) comes up with a larger final coverage ratio, the longer the Debt Term. The Tuner is needed to adjust this.

## JrDebt
Sweetwater 129.00MW Project |  |  | 1 | 2 | 3 | 4 | 5 | 6 | 7 | 8 | 9 | 10 | 11 | 12 | 13 | 14 | 15 | 16 | 17 | 18 | 19 | 20 | 21 | 22 | 23 | 24 | 25 | 26 | 27 | 28 | 29 | 30 | 31
Junior Debt - PTC Monetization |  |  | 2002 | 2003 | 2004 | 2005 | 2006 | 2007 | 2008 | 2009 | 2010 | 2011 | 2012 | 2013 | 2014 | 2015 | 2016 | 2017 | 2018 | 2019 | 2020 | 2021 | 2022 | 2023 | 2024 | 2025 | 2026 | 2027 | 2028 | 2029 | 2030 | 2031 | 2032
PTC MONETIZATION
Forecasted PTC -- Project Year |  |  | 8441.3988 | 8441.3988 | 8441.3988 | 8910.3654 | 8910.3654 | 8910.3654 | 9379.332 | 9379.332 | 9848.2986 | 9848.2986 | 0 | 0 | 0 | 0 | 0 | 0 | 0 | 0 | 0 | 0 | 0 | 0 | 0 | 0 | 0 | 0 | 0 | 0 | 0 | 0 | 0
PTC REDUCTION % - for exclusion |  |  | 100% | 100% | 100% | 100% | 100% | 100% | 100% | 100% | 100% | 100% | 100% | 100% | 100% | 100% | 100% | 100% | 100% | 100% | 100% | 100% | 100% | 100% | 100% | 100% | 100% | 100% | 100% | 100% | 100% | 100% | 100%
Pre-Exclusion PTC Subject to Monetization |  |  | 8441.3988 | 8441.3988 | 8441.3988 | 8910.3654 | 8910.3654 | 8910.3654 | 9379.332 | 9379.332 | 9848.2986 | 9848.2986 | 0 | 0 | 0 | 0 | 0 | 0 | 0 | 0 | 0 | 0 | 0 | 0 | 0 | 0 | 0 | 0 | 0 | 0 | 0 | 0 | 0
Initial Excluded PTC | 41% |  | -3460.9735 | -3460.9735 | -3460.9735 | -3653.2498 | -3653.2498 | 0 | 0 | 0 | 0 | 0 | 0 | 0 | 0 | 0 | 0 | 0 | 0 | 0 | 0 | 0 | 0 | 0 | 0 | 0 | 0 | 0 | 0 | 0 | 0 | 0 | 0
Final Excluded PTC | 28% |  | 0 | 0 | 0 | 0 | 0 | -2494.9023 | -2626.213 | -2626.213 | -2757.5236 | -2757.5236 | 0 | 0 | 0 | 0 | 0 | 0 | 0 | 0 | 0 | 0 | 0 | 0 | 0 | 0 | 0 | 0 | 0 | 0 | 0 | 0 | 0
PTC Subject to Monetization |  |  | 4980.4253 | 4980.4253 | 4980.4253 | 5257.1156 | 5257.1156 | 6415.4631 | 6753.119 | 6753.119 | 7090.775 | 7090.775 | 0 | 0 | 0 | 0 | 0 | 0 | 0 | 0 | 0 | 0 | 0 | 0 | 0 | 0 | 0 | 0 | 0 | 0 | 0 | 0 | 0
PTC Allocated for Monetization - Oustide Equity | 99% |  | 4930.621 | 4930.621 | 4930.621 | 5204.5444 | 5204.5444 | 6351.3085 | 6685.5878 | 6685.5878 | 7019.8672 | 7019.8672 | 0 | 0 | 0 | 0 | 0 | 0 | 0 | 0 | 0 | 0 | 0 | 0 | 0 | 0 | 0 | 0 | 0 | 0 | 0 | 0 | 0
PTC Allocated for Monetization - EWC | 1% |  | 49.8043 | 49.8043 | 49.8043 | 52.5712 | 52.5712 | 64.1546 | 67.5312 | 67.5312 | 70.9077 | 70.9077 | 0 | 0 | 0 | 0 | 0 | 0 | 0 | 0 | 0 | 0 | 0 | 0 | 0 | 0 | 0 | 0 | 0 | 0 | 0 | 0 | 0
Monetization Rate / Additional Outside Equity | 0 |  | 0 | 0 | 0 | 0 | 0 | 0 | 0 | 0 | 0 | 0 | 0 | 0 | 0 | 0 | 0 | 0 | 0 | 0 | 0 | 0 | 0 | 0 | 0 | 0 | 0 | 0 | 0 | 0 | 0 | 0 | 0
Monetization Rate / Additional EWC Equity | 0 |  | 0 | 0 | 0 | 0 | 0 | 0 | 0 | 0 | 0 | 0 | 0 | 0 | 0 | 0 | 0 | 0 | 0 | 0 | 0 | 0 | 0 | 0 | 0 | 0 | 0 | 0 | 0 | 0 | 0 | 0 | 0
Total Monetized PTC for JR Debt |  |  | 0 | 0 | 0 | 0 | 0 | 0 | 0 | 0 | 0 | 0 | 0 | 0 | 0 | 0 | 0 | 0 | 0 | 0 | 0 | 0 | 0 | 0 | 0 | 0 | 0 | 0 | 0 | 0 | 0 | 0 | 0
PTC GEC CHECK COV RATIO |  |  | 150% | 150% | 150% | 150% | 150% | 150% | 150% | 150% | 150% | 150% | 150% | 150% | 150% | 150% | 150% | 150% | 150% | 150% | 150% | 150% | 150% | 150% | 150% | 150% | 150% | 150% | 150% | 150% | 150% | 150% | 150%
PTC for Monetization - Test 1 |  |  | 5627.5992 | 5627.5992 | 5627.5992 | 5940.2436 | 5940.2436 | 5940.2436 | 6252.888 | 6252.888 | 6565.5324 | 6565.5324 | 0 | 0 | 0 | 0 | 0 | 0 | 0 | 0 | 0 | 0 | 0 | 0 | 0 | 0 | 0 | 0 | 0 | 0 | 0 | 0 | 0
PROJECT CASH
Net Project Cash Available for JR Debt -- Project Year |  |  | 2002.9757 | 1480.6173 | 1492.0696 | 1481.3661 | 1471.0257 | 1554.4437 | 1431.7381 | 1430.0489 | 1427.8892 | 1447.3267 | 1470.4213 | 1496.5084 | 1526.9576 | 1494.9711 | 1459.0503 | 1390.665 | 1370.2307 | 2320.8957 | 5816.9381 | 5740.5072 | 0 | 0 | 0 | 0 | 0 | 0 | 0 | 0 | 0 | 0 | 0
Project Cash for JR Debt Coverage Ratio |  |  | 100% | 100% | 100% | 100% | 100% | 100% | 100% | 100% | 100% | 100% | 100% | 100% | 100% | 100% | 100% | 100% | 100% | 100% | 100% | 100% | 100% | 100% | 100% | 100% | 100% | 100% | 100% | 100% | 100% | 100% | 100%
Total Project Cash for JR Debt |  |  | 2002.9757 | 1480.6173 | 1492.0696 | 1481.3661 | 1471.0257 | 1554.4437 | 1431.7381 | 1430.0489 | 1427.8892 | 1447.3267 | 1470.4213 | 1496.5084 | 1526.9576 | 1494.9711 | 1459.0503 | 1390.665 | 1370.2307 | 2320.8957 | 5816.9381 | 5740.5072 | 0 | 0 | 0 | 0 | 0 | 0 | 0 | 0 | 0 | 0 | 0
Total Cash Available for JR Debt - Test 2 |  |  | 2002.9757 | 1480.6173 | 1492.0696 | 1481.3661 | 1471.0257 | 1554.4437 | 1431.7381 | 1430.0489 | 1427.8892 | 1447.3267 | 1470.4213 | 1496.5084 | 1526.9576 | 1494.9711 | 1459.0503 | 1390.665 | 1370.2307 | 2320.8957 | 5816.9381 | 5740.5072 | 0 | 0 | 0 | 0 | 0 | 0 | 0 | 0 | 0 | 0 | 0
|  |  | 1 | 2 | 3 | 4 | 5 | 6 | 7 | 8 | 9 | 10 | 11 | 12 | 13 | 14 | 15 | 16 | 17 | 18 | 19 | 20 | 21 | 22 | 23 | 24 | 25 | 26 | 27 | 28 | 29 | 30 | 31
Target Coverage Ratios |  |  | 120% | 120% | 120% | 120% | 120% | 120% | 120% | 120% | 120% | 120% | 120% | 120% | 120% | 120% | 120% | 120% | 120% | 120% | 120% | 120% | 120% | 120% | 120% | 120% | 120% | 120% | 120% | 120% | 120% | 120% | 120%
Actual Coverage Ratios
JR Debt Interest Rate | bar: 1 to 31
PVF |  |  | 0.92593 | 0.85734 | 0.79383 | 0.73503 | 0.68058 | 0.63017 | 0.58349 | 0.54027 | 0.50025 | 0.46319 | 0.42888 | 0.39711 | 0.3677 | 0.34046 | 0.31524 | 0.29189 | 0.27027 | 0.25025 | 0.23171 | 0.21455 | 0.19866 | 0.18394 | 0.17032 | 0.1577 | 0.14602 | 0.1352 | 0.12519 | 0.11591 | 0.10733 | 0.099377 | 0.092016
Total Cash for JR Debt = min(Test1,Test2) | 12682.9175 | #DIV/0! | 1669.1464 | 1233.8477 | 1243.3914 | 1234.4718 | 1225.8547 | 1295.3697 | 1193.1151 | 1191.7075 | 1189.9076 | 1206.1056 | 0 | 0 | 0 | 0 | 0 | 0 | 0 | 0 | 0 | 0 | 0 | 0 | 0 | 0 | 0 | 0 | 0 | 0 | 0 | 0 | 0
PV |  |  | 1545.5059 | 1057.8256 | 987.0441 | 907.3736 | 834.2961 | 816.3027 | 696.1712 | 643.8425 | 595.2501 | 558.6603 | 0 | 0 | 0 | 0 | 0 | 0 | 0 | 0 | 0 | 0 | 0 | 0 | 0 | 0 | 0 | 0 | 0 | 0 | 0 | 0 | 0
Total PV + Fine Tuner |  |  | 1: 8492.272
Target Term |  |  | 1: 10; 3: 0; 4: Actual Term
|  | Year | 1 | 2 | 3 | 4 | 5 | 6 | 7 | 8 | 9 | 10 | 11 | 12 | 13 | 14 | 15 | 16 | 17 | 18 | 19 | 20 | 21 | 22 | 23 | 24 | 25 | 26 | 27 | 28 | 29 | 30 | 30
Project Start Date |  |  | 2002-01-01 | 2003-01-01 | 2004-01-01 | 2005-01-01 | 2006-01-01 | 2007-01-01 | 2008-01-01 | 2009-01-01 | 2010-01-01 | 2011-01-01 | 2012-01-01 | 2013-01-01 | 2014-01-01 | 2015-01-01 | 2016-01-01 | 2017-01-01 | 2018-01-01 | 2019-01-01 | 2020-01-01 | 2021-01-01 | 2022-01-01 | 2023-01-01 | 2024-01-01 | 2025-01-01 | 2026-01-01 | 2027-01-01 | 2028-01-01 | 2029-01-01 | 2030-01-01 | 2031-01-01 | 2032-01-01 | 2033-01-01
Days in Period |  |  | 0 | 0 | 0 | 0 | 0 | 0 | 0 | 0 | 0 | 0 | 0 | 0 | 0 | 0 | 0 | 0 | 0 | 0 | 0 | 0 | 0 | 0 | 0 | 0 | 0 | 0 | 0 | 0 | 0 | 0 | 0
Beginning Loan Balance |  |  | 0 | 0 | 0 | 0 | 0 | 0 | 0 | 0 | 0 | 0 | 0 | 0 | 0 | 0 | 0 | 0 | 0 | 0 | 0 | 0 | 0 | 0 | 0 | 0 | 0 | 0 | 0 | 0 | 0 | 0 | 0
Interest |  |  | 0 | 0 | 0 | 0 | 0 | 0 | 0 | 0 | 0 | 0 | 0 | 0 | 0 | 0 | 0 | 0 | 0 | 0 | 0 | 0 | 0 | 0 | 0 | 0 | 0 | 0 | 0 | 0 | 0 | 0 | 0
Principal |  |  | 0 | 0 | 0 | 0 | 0 | 0 | 0 | 0 | 0 | 0 | 0 | 0 | 0 | 0 | 0 | 0 | 0 | 0 | 0 | 0 | 0 | 0 | 0 | 0 | 0 | 0 | 0 | 0 | 0 | 0 | 0
Ending Balance |  |  | 0 | 0 | 0 | 0 | 0 | 0 | 0 | 0 | 0 | 0 | 0 | 0 | 0 | 0 | 0 | 0 | 0 | 0 | 0 | 0 | 0 | 0 | 0 | 0 | 0 | 0 | 0 | 0 | 0 | 0 | 0
First Payment Date |  |  | 2002-07-01 | 2003-07-01 | 2004-07-01 | 2005-07-01 | 2006-07-01 | 2007-07-01 | 2008-07-01 | 2009-07-01 | 2010-07-01 | 2011-07-01 | 2012-07-01 | 2013-07-01 | 2014-07-01 | 2015-07-01 | 2016-07-01 | 2017-07-01 | 2018-07-01 | 2019-07-01 | 2020-07-01 | 2021-07-01 | 2022-07-01 | 2023-07-01 | 2024-07-01 | 2025-07-01 | 2026-07-01 | 2027-07-01 | 2028-07-01 | 2029-07-01 | 2030-07-01 | 2031-07-01 | 2032-07-01 | 2033-07-01
Days in Period |  |  | 365 | 366 | 365 | 365 | 365 | 366 | 365 | 365 | 365 | 366 | 365 | 365 | 365 | 366 | 365 | 365 | 365 | 366 | 365 | 365 | 365 | 366 | 365 | 365 | 365 | 366 | 365 | 365 | 365 | 366 | 365
Mid-Year Loan Balance |  |  | 0 | 0 | 0 | 0 | 0 | 0 | 0 | 0 | 0 | 0 | 0 | 0 | 0 | 0 | 0 | 0 | 0 | 0 | 0 | 0 | 0 | 0 | 0 | 0 | 0 | 0 | 0 | 0 | 0 | 0 | 0
Interest |  |  | 0 | 0 | 0 | 0 | 0 | 0 | 0 | 0 | 0 | 0 | 0 | 0 | 0 | 0 | 0 | 0 | 0 | 0 | 0 | 0 | 0 | 0 | 0 | 0 | 0 | 0 | 0 | 0 | 0 | 0 | 0
Principal |  |  | 0 | 0 | 0 | 0 | 0 | 0 | 0 | 0 | 0 | 0 | 0 | 0 | 0 | 0 | 0 | 0 | 0 | 0 | 0 | 0 | 0 | 0 | 0 | 0 | 0 | 0 | 0 | 0 | 0 | 0 | 0
Ending Balance |  |  | 0 | 0 | 0 | 0 | 0 | 0 | 0 | 0 | 0 | 0 | 0 | 0 | 0 | 0 | 0 | 0 | 0 | 0 | 0 | 0 | 0 | 0 | 0 | 0 | 0 | 0 | 0 | 0 | 0 | 0 | 0
Second Payment Date |  |  | 2003-01-01 | 2004-01-01 | 2005-01-01 | 2006-01-01 | 2007-01-01 | 2008-01-01 | 2009-01-01 | 2010-01-01 | 2011-01-01 | 2012-01-01 | 2013-01-01 | 2014-01-01 | 2015-01-01 | 2016-01-01 | 2017-01-01 | 2018-01-01 | 2019-01-01 | 2020-01-01 | 2021-01-01 | 2022-01-01 | 2023-01-01 | 2024-01-01 | 2025-01-01 | 2026-01-01 | 2027-01-01 | 2028-01-01 | 2029-01-01 | 2030-01-01 | 2031-01-01 | 2032-01-01 | 2033-01-01 | 2034-01-01
PROJECT YEAR
Annual Interest Payment | 0 |  | 0 | 0 | 0 | 0 | 0 | 0 | 0 | 0 | 0 | 0 | 0 | 0 | 0 | 0 | 0 | 0 | 0 | 0 | 0 | 0 | 0 | 0 | 0 | 0 | 0 | 0 | 0 | 0 | 0 | 0 | 0
Annual Principle Payment | 0 |  | 0 | 0 | 0 | 0 | 0 | 0 | 0 | 0 | 0 | 0 | 0 | 0 | 0 | 0 | 0 | 0 | 0 | 0 | 0 | 0 | 0 | 0 | 0 | 0 | 0 | 0 | 0 | 0 | 0 | 0 | 0
Total P & I Payment |  |  | 0 | 0 | 0 | 0 | 0 | 0 | 0 | 0 | 0 | 0 | 0 | 0 | 0 | 0 | 0 | 0 | 0 | 0 | 0 | 0 | 0 | 0 | 0 | 0 | 0 | 0 | 0 | 0 | 0 | 0 | 0
Counter Beginning Period |  |  | 0 | 0 | 0 | 0 | 0 | 0 | 0 | 0 | 0 | 0 | 0 | 0 | 0 | 0 | 0 | 0 | 0 | 0 | 0 | 0 | 0 | 0 | 0 | 0 | 0 | 0 | 0 | 0 | 0 | 0 | 0
Counter Mid Year |  |  | 0 | 0 | 0 | 0 | 0 | 0 | 0 | 0 | 0 | 0 | 0 | 0 | 0 | 0 | 0 | 0 | 0 | 0 | 0 | 0 | 0 | 0 | 0 | 0 | 0 | 0 | 0 | 0 | 0 | 0 | 0
Average Life |  |  | 2003-01-01: #DIV/0!
ADJUSTMENT FOR CALENDAR YEAR |  | 1 | 2003-01-01: 0
|  | 0.0027397 | 2003-01-01: 0.99726
CALANDAR YEAR to rest of model |  |  | 2002-12-31 | 2003-12-31 | 2004-12-31 | 2005-12-31 | 2006-12-31 | 2007-12-31 | 2008-12-31 | 2009-12-31 | 2010-12-31 | 2011-12-31 | 2012-12-31 | 2013-12-31 | 2014-12-31 | 2015-12-31 | 2016-12-31 | 2017-12-31 | 2018-12-31 | 2019-12-31 | 2020-12-31 | 2021-12-31 | 2022-12-31 | 2023-12-31 | 2024-12-31 | 2025-12-31 | 2026-12-31 | 2027-12-31 | 2028-12-31 | 2029-12-31 | 2030-12-31 | 2031-12-31 | 2032-12-31 | 2033-12-31
Beginning Balance |  | 0 | 0 | 0 | 0 | 0 | 0 | 0 | 0 | 0 | 0 | 0 | 0 | 0 | 0 | 0 | 0 | 0 | 0 | 0 | 0 | 0 | 0 | 0 | 0 | 0 | 0 | 0 | 0 | 0 | 0 | 0 | 0 | 0
Total Annual Interest | 0 | 0 | 0 | 0 | 0 | 0 | 0 | 0 | 0 | 0 | 0 | 0 | 0 | 0 | 0 | 0 | 0 | 0 | 0 | 0 | 0 | 0 | 0 | 0 | 0 | 0 | 0 | 0 | 0 | 0 | 0 | 0 | 0 | 0
Total Annual Principle | 0 | 0 | 0 | 0 | 0 | 0 | 0 | 0 | 0 | 0 | 0 | 0 | 0 | 0 | 0 | 0 | 0 | 0 | 0 | 0 | 0 | 0 | 0 | 0 | 0 | 0 | 0 | 0 | 0 | 0 | 0 | 0 | 0 | 0
Ending Balance |  | 0 | 0 | 0 | 0 | 0 | 0 | 0 | 0 | 0 | 0 | 0 | 0 | 0 | 0 | 0 | 0 | 0 | 0 | 0 | 0 | 0 | 0 | 0 | 0 | 0 | 0 | 0 | 0 | 0 | 0 | 0 | 0 | 0
Additional Equity -- Outside | 0 | 0 | 0 | 0 | 0 | 0 | 0 | 0 | 0 | 0 | 0 | 0 | 0 | 0 | 0 | 0 | 0 | 0 | 0 | 0 | 0 | 0 | 0 | 0 | 0 | 0 | 0 | 0 | 0 | 0 | 0 | 0 | 0 | 0
Additional Equity -- EWC | 0 | 0 | 0 | 0 | 0 | 0 | 0 | 0 | 0 | 0 | 0 | 0 | 0 | 0 | 0 | 0 | 0 | 0 | 0 | 0 | 0 | 0 | 0 | 0 | 0 | 0 | 0 | 0 | 0 | 0 | 0 | 0 | 0 | 0
Note on D14: Eddie Moses: Do not use these cells as it effects the calendar year Add/Equity calc
Note on E28: Eddie Moses: These cells are used for HLOOKUP functions - please keep with coverage ratios

## Income
| Sweetwater 129.00MW Project |  |  | 1 | 2 | 3 | 4 | 5 | 6 | 7 | 8 | 9 | 10 | 11 | 12 | 13 | 14 | 15 | 16 | 17 | 18 | 19 | 20 | 21 | 22 | 23 | 24 | 25 | 26 | 27 | 28 | 29 | 30 | 31
| Depreciation, Tax & Book Income, Tax Balance Sheet |  |  | 2002 | 2003 | 2004 | 2005 | 2006 | 2007 | 2008 | 2009 | 2010 | 2011 | 2012 | 2013 | 2014 | 2015 | 2016 | 2017 | 2018 | 2019 | 2020 | 2021 | 2022 | 2023 | 2024 | 2025 | 2026 | 2027 | 2028 | 2029 | 2030 | 2031 | 2032
| TOTAL USES OF FUNDS |  |  | 1 2002: 131646.9533
LESS | SERVICES |  |  | 1 2002: -1758
LESS | O&M BLDG |  |  | 1 2002: -254.56
LESS | INITIAL WORKING CAPITAL |  |  | 1 2002: -700
| NET DEPRECIABLE BASE |  |  | 1 2002: 128934.3933
| FACILITY DEPRECIABLE BASE | 95% | MACRS HALFYR | 1 2002: 122487.6736
| VARIABLE AMORT | 0% | 10 | 1 2002: 0
| LIFE OF LOAN AMORT | 3% | 18 | 1 2002: 3868.0318
| LIFE OF PROJECT AMORT | 2% | 20 | 1 2002: 2578.6879
| TOTAL DEPRECIABLE ASSETS | 100% |  | 1 2002: 128934.3933
|  |  |  | 1 | 2 | 3 | 4 | 5 | 6 | 7 | 8 | 9 | 10 | 11 | 12 | 13 | 14 | 15 | 16 | 17 | 18 | 19 | 20 | 21 | 22 | 23 | 24 | 25 | 26 | 27 | 28 | 29 | 30 | 31 | 0 | 1 | 2 | 3 | 4 | 5 | 6 | 7 | 8 | 9 | 10 | 11 | 12 | 13 | 14 | 15 | 16 | 17 | 18 | 19 | 20 | 21 | 22 | 23 | 24 | 25 | 26 | 27 | 28 | 29 | 30
| DEPRECIATION |  |  | 2002 | 2003 | 2004 | 2005 | 2006 | 2007 | 2008 | 2009 | 2010 | 2011 | 2012 | 2013 | 2014 | 2015 | 2016 | 2017 | 2018 | 2019 | 2020 | 2021 | 2022 | 2023 | 2024 | 2025 | 2026 | 2027 | 2028 | 2029 | 2030 | 2031 | 2032 | 0 | 2002 | 2003 | 2004 | 2005 | 2006 | 2007 | 2008 | 2009 | 2010 | 2011 | 2012 | 2013 | 2014 | 2015 | 2016 | 2017 | 2018 | 2019 | 2020 | 2021 | 2022 | 2023 | 2024 | 2025 | 2026 | 2027 | 2028 | 2029 | 2030 | 2031
| % PRODUCTION |  |  | 100% | 100% | 100% | 100% | 100% | 100% | 100% | 100% | 100% | 100% | 100% | 100% | 100% | 100% | 100% | 100% | 100% | 100% | 100% | 100% | 0% | 0% | 0% | 0% | 0% | 0% | 0% | 0% | 0% | 0% | 0%
| MACRS HALFYR |  |  | 20% | 32% | 19.2% | 11.52% | 11.52% | 5.76% | 0% | 0% | 0% | 0% | 0% | 0% | 0% | 0% | 0% | 0% | 0% | 0% | 0% | 0% | 0% | 0% | 0% | 0% | 0% | 0% | 0% | 0% | 0% | 0% | 0%
BOOK DEPRECIATION RATE : Life of Project | bar: 1 2002 to 31 2032
| TAX DEPRECIATION | 122487.6736 |  | 24497.5347 | 39196.0556 | 23517.6333 | 14110.58 | 14110.58 | 7055.29 | 0 | 0 | 0 | 0 | 0 | 0 | 0 | 0 | 0 | 0 | 0 | 0 | 0 | 0 | 0 | 0 | 0 | 0 | 0 | 0 | 0 | 0 | 0 | 0 | 0
| BOOK DEPRECIATION | 122487.6736 |  | 6124.3837 | 6124.3837 | 6124.3837 | 6124.3837 | 6124.3837 | 6124.3837 | 6124.3837 | 6124.3837 | 6124.3837 | 6124.3837 | 6124.3837 | 6124.3837 | 6124.3837 | 6124.3837 | 6124.3837 | 6124.3837 | 6124.3837 | 6124.3837 | 6124.3837 | 6124.3837 | 0 | 0 | 0 | 0 | 0 | 0 | 0 | 0 | 0 | 0 | 0
TAX & BOOK AMORTIZATION
| 10 YEAR AMORT | 0 |  | 0 | 0 | 0 | 0 | 0 | 0 | 0 | 0 | 0 | 0 | 0 | 0 | 0 | 0 | 0 | 0 | 0 | 0 | 0 | 0 | 0 | 0 | 0 | 0 | 0 | 0 | 0 | 0 | 0 | 0 | 0
| LIFE OF LOAN AMORT EXPENSE | 3868.0318 |  | 214.8907 | 214.8907 | 214.8907 | 214.8907 | 214.8907 | 214.8907 | 214.8907 | 214.8907 | 214.8907 | 214.8907 | 214.8907 | 214.8907 | 214.8907 | 214.8907 | 214.8907 | 214.8907 | 214.8907 | 214.8907 | 0 | 0 | 0 | 0 | 0 | 0 | 0 | 0 | 0 | 0 | 0 | 0 | 0
| LIFE OF PROJECT AMORT EXPENSE | 2578.6879 |  | 128.9344 | 128.9344 | 128.9344 | 128.9344 | 128.9344 | 128.9344 | 128.9344 | 128.9344 | 128.9344 | 128.9344 | 128.9344 | 128.9344 | 128.9344 | 128.9344 | 128.9344 | 128.9344 | 128.9344 | 128.9344 | 128.9344 | 128.9344 | 0 | 0 | 0 | 0 | 0 | 0 | 0 | 0 | 0 | 0 | 0
| TOTAL AMORTISATION | 6446.7197 |  | 343.825 | 343.825 | 343.825 | 343.825 | 343.825 | 343.825 | 343.825 | 343.825 | 343.825 | 343.825 | 343.825 | 343.825 | 343.825 | 343.825 | 343.825 | 343.825 | 343.825 | 343.825 | 128.9344 | 128.9344 | 0 | 0 | 0 | 0 | 0 | 0 | 0 | 0 | 0 | 0 | 0
| TOTAL DEP & AMORT | 128934.3933
| TAX INCOME | [34 empty] | COMMON SIZE TAXABLE INCOME
| EARNINGS |  |  | 11020.7151 | 11020.7151 | 11020.7151 | 11020.7151 | 11020.7151 | 11020.7151 | 11020.7151 | 11020.7151 | 11020.7151 | 11020.7151 | 11020.7151 | 11020.7151 | 11020.7151 | 11020.7151 | 11020.7151 | 11020.7151 | 11020.7151 | 11020.7151 | 11020.7151 | 11020.7151 | 0 | 0 | 0 | 0 | 0 | 0 | 0 | 0 | 0 | 0 | 0 |  | 100% | 100% | 100% | 100% | 100% | 100% | 100% | 100% | 100% | 100% | 100% | 100% | 100% | 100% | 100% | 100% | 100% | 100% | 100% | 100% | #DIV/0! | #DIV/0! | #DIV/0! | #DIV/0! | #DIV/0! | #DIV/0! | #DIV/0! | #DIV/0! | #DIV/0! | #DIV/0! | #DIV/0!
| LESS OPERATING EXPENSES |  |  | 1703.1493 | 3592.8376 | 3615.919 | 3629.8227 | 3635.9505 | 4444.6829 | 4848.2722 | 4827.6585 | 4806.6039 | 4709.0324 | 4597.7609 | 4475.0893 | 4340.5176 | 4424.0149 | 4522.5895 | 4731.3165 | 4796.1805 | 4862.5862 | 4813.482 | 4880.1555 | 0 | 0 | 0 | 0 | 0 | 0 | 0 | 0 | 0 | 0 | 0 |  | 15.45% | 32.6% | 32.81% | 32.94% | 32.99% | 40.33% | 43.99% | 43.81% | 43.61% | 42.73% | 41.72% | 40.61% | 39.39% | 40.14% | 41.04% | 42.93% | 43.52% | 44.12% | 43.68% | 44.28% | #DIV/0! | #DIV/0! | #DIV/0! | #DIV/0! | #DIV/0! | #DIV/0! | #DIV/0! | #DIV/0! | #DIV/0! | #DIV/0! | #DIV/0!
| L/C FEES (SR, JR, O&M) |  |  | 40.6146 | 41.1334 | 41.2453 | 41.4035 | 43.2561 | 41.2947 | 41.6108 | 41.9345 | 42.6733 | 43.4909 | 44.3751 | 45.3288 | 45.12 | 44.8364 | 43.9689 | 43.8783 | 36.7193 | 0 | 0 | 0 | 0 | 0 | 0 | 0 | 0 | 0 | 0 | 0 | 0 | 0 | 0 |  | 0.3685% | 0.3732% | 0.3743% | 0.3757% | 0.3925% | 0.3747% | 0.3776% | 0.3805% | 0.3872% | 0.3946% | 0.4027% | 0.4113% | 0.4094% | 0.4068% | 0.399% | 0.3981% | 0.3332% | 0% | 0% | 0% | #DIV/0! | #DIV/0! | #DIV/0! | #DIV/0! | #DIV/0! | #DIV/0! | #DIV/0! | #DIV/0! | #DIV/0! | #DIV/0! | #DIV/0!
| MANAGEMENT FEE |  |  | 250 | 256.5 | 262.9125 | 269.4853 | 276.2224 | 283.128 | 290.2062 | 297.4614 | 304.8979 | 312.5203 | 320.3334 | 328.3417 | 336.5502 | 344.964 | 353.5881 | 362.4278 | 371.4885 | 380.7757 | 390.2951 | 400.0525 | 0 | 0 | 0 | 0 | 0 | 0 | 0 | 0 | 0 | 0 | 0 |  | 2.268% | 2.327% | 2.386% | 2.445% | 2.506% | 2.569% | 2.633% | 2.699% | 2.767% | 2.836% | 2.907% | 2.979% | 3.054% | 3.13% | 3.208% | 3.289% | 3.371% | 3.455% | 3.541% | 3.63% | #DIV/0! | #DIV/0! | #DIV/0! | #DIV/0! | #DIV/0! | #DIV/0! | #DIV/0! | #DIV/0! | #DIV/0! | #DIV/0! | #DIV/0!
| EPC WARRANTY FEE |  |  | 1290 | 1204 | 1118 | 1118 | 1118 | 0 | 0 | 0 | 0 | 0 | 0 | 0 | 0 | 0 | 0 | 0 | 0 | 0 | 0 | 0 | 0 | 0 | 0 | 0 | 0 | 0 | 0 | 0 | 0 | 0 | 0 |  | 11.71% | 10.92% | 10.14% | 10.14% | 10.14% | 0% | 0% | 0% | 0% | 0% | 0% | 0% | 0% | 0% | 0% | 0% | 0% | 0% | 0% | 0% | #DIV/0! | #DIV/0! | #DIV/0! | #DIV/0! | #DIV/0! | #DIV/0! | #DIV/0! | #DIV/0! | #DIV/0! | #DIV/0! | #DIV/0!
| TOTAL OPEX & FEES |  |  | 3283.7639 | 5094.471 | 5038.0768 | 5058.7115 | 5073.429 | 4769.1056 | 5180.0892 | 5167.0543 | 5154.1751 | 5065.0436 | 4962.4694 | 4848.7597 | 4722.1878 | 4813.8153 | 4920.1465 | 5137.6226 | 5204.3883 | 5243.3619 | 5203.777 | 5280.2079 | 0 | 0 | 0 | 0 | 0 | 0 | 0 | 0 | 0 | 0 | 0 |  | 29.8% | 46.23% | 45.71% | 45.9% | 46.04% | 43.27% | 47% | 46.88% | 46.77% | 45.96% | 45.03% | 44% | 42.85% | 43.68% | 44.64% | 46.62% | 47.22% | 47.58% | 47.22% | 47.91% | #DIV/0! | #DIV/0! | #DIV/0! | #DIV/0! | #DIV/0! | #DIV/0! | #DIV/0! | #DIV/0! | #DIV/0! | #DIV/0! | #DIV/0!
| EBITDA |  |  | 7736.9512 | 5926.2441 | 5982.6383 | 5962.0036 | 5947.2861 | 6251.6095 | 5840.6259 | 5853.6608 | 5866.54 | 5955.6715 | 6058.2457 | 6171.9554 | 6298.5273 | 6206.8998 | 6100.5686 | 5883.0925 | 5816.3268 | 5777.3532 | 5816.9381 | 5740.5072 | 0 | 0 | 0 | 0 | 0 | 0 | 0 | 0 | 0 | 0 | 0 |  | 70.2% | 53.77% | 54.29% | 54.1% | 53.96% | 56.73% | 53% | 53.12% | 53.23% | 54.04% | 54.97% | 56% | 57.15% | 56.32% | 55.36% | 53.38% | 52.78% | 52.42% | 52.78% | 52.09% | #DIV/0! | #DIV/0! | #DIV/0! | #DIV/0! | #DIV/0! | #DIV/0! | #DIV/0! | #DIV/0! | #DIV/0! | #DIV/0! | #DIV/0!
| DEPRECIATION EXPENSE |  | 122487.6736 | 24497.5347 | 39196.0556 | 23517.6333 | 14110.58 | 14110.58 | 7055.29 | 0 | 0 | 0 | 0 | 0 | 0 | 0 | 0 | 0 | 0 | 0 | 0 | 0 | 0 | 0 | 0 | 0 | 0 | 0 | 0 | 0 | 0 | 0 | 0 | 0 |  | 222.3% | 355.7% | 213.4% | 128% | 128% | 64.02% | 0% | 0% | 0% | 0% | 0% | 0% | 0% | 0% | 0% | 0% | 0% | 0% | 0% | 0% | #DIV/0! | #DIV/0! | #DIV/0! | #DIV/0! | #DIV/0! | #DIV/0! | #DIV/0! | #DIV/0! | #DIV/0! | #DIV/0! | #DIV/0!
| AMORTIZATION EXPENSE |  | 6446.7197 | 343.825 | 343.825 | 343.825 | 343.825 | 343.825 | 343.825 | 343.825 | 343.825 | 343.825 | 343.825 | 343.825 | 343.825 | 343.825 | 343.825 | 343.825 | 343.825 | 343.825 | 343.825 | 128.9344 | 128.9344 | 0 | 0 | 0 | 0 | 0 | 0 | 0 | 0 | 0 | 0 | 0 |  | 3.12% | 3.12% | 3.12% | 3.12% | 3.12% | 3.12% | 3.12% | 3.12% | 3.12% | 3.12% | 3.12% | 3.12% | 3.12% | 3.12% | 3.12% | 3.12% | 3.12% | 3.12% | 1.17% | 1.17% | #DIV/0! | #DIV/0! | #DIV/0! | #DIV/0! | #DIV/0! | #DIV/0! | #DIV/0! | #DIV/0! | #DIV/0! | #DIV/0! | #DIV/0!
| TOTAL DEP. & AMORT |  | 128934.3933 | 24841.3598 | 39539.8806 | 23861.4584 | 14454.4051 | 14454.4051 | 7399.1151 | 343.825 | 343.825 | 343.825 | 343.825 | 343.825 | 343.825 | 343.825 | 343.825 | 343.825 | 343.825 | 343.825 | 343.825 | 128.9344 | 128.9344 | 0 | 0 | 0 | 0 | 0 | 0 | 0 | 0 | 0 | 0 | 0 |  | 225.4% | 358.8% | 216.5% | 131.2% | 131.2% | 67.14% | 3.12% | 3.12% | 3.12% | 3.12% | 3.12% | 3.12% | 3.12% | 3.12% | 3.12% | 3.12% | 3.12% | 3.12% | 1.17% | 1.17% | #DIV/0! | #DIV/0! | #DIV/0! | #DIV/0! | #DIV/0! | #DIV/0! | #DIV/0! | #DIV/0! | #DIV/0! | #DIV/0! | #DIV/0!
| EBIT |  |  | -17104.4086 | -33613.6365 | -17878.8201 | -8492.4015 | -8507.1189 | -1147.5055 | 5496.8009 | 5509.8358 | 5522.715 | 5611.8464 | 5714.4206 | 5828.1303 | 5954.7022 | 5863.0748 | 5756.7436 | 5539.2675 | 5472.5017 | 5433.5282 | 5688.0037 | 5611.5728 | 0 | 0 | 0 | 0 | 0 | 0 | 0 | 0 | 0 | 0 | 0 |  | -155.2% | -305% | -162.2% | -77.06% | -77.19% | -10.41% | 49.88% | 50% | 50.11% | 50.92% | 51.85% | 52.88% | 54.03% | 53.2% | 52.24% | 50.26% | 49.66% | 49.3% | 51.61% | 50.92% | #DIV/0! | #DIV/0! | #DIV/0! | #DIV/0! | #DIV/0! | #DIV/0! | #DIV/0! | #DIV/0! | #DIV/0! | #DIV/0! | #DIV/0!
| INTEREST EXPENSE - SR DEBT |  |  | 3647.6093 | 3501.7739 | 3421.4921 | 3310.9596 | 3200.6526 | 3075.136 | 2937.1884 | 2789.4397 | 2634.8391 | 2462.9617 | 2274.7075 | 2047.6891 | 1807.54 | 1536.1255 | 1245.2949 | 924.1281 | 584.0391 | 211.5361 | 0 | 0 | 0 | 0 | 0 | 0 | 0 | 0 | 0 | 0 | 0 | 0 | 0 |  | 33.1% | 31.77% | 31.05% | 30.04% | 29.04% | 27.9% | 26.65% | 25.31% | 23.91% | 22.35% | 20.64% | 18.58% | 16.4% | 13.94% | 11.3% | 8.385% | 5.299% | 1.919% | 0% | 0% | #DIV/0! | #DIV/0! | #DIV/0! | #DIV/0! | #DIV/0! | #DIV/0! | #DIV/0! | #DIV/0! | #DIV/0! | #DIV/0! | #DIV/0!
| INTEREST EXPENSE - JR DEBT |  |  | 0 | 0 | 0 | 0 | 0 | 0 | 0 | 0 | 0 | 0 | 0 | 0 | 0 | 0 | 0 | 0 | 0 | 0 | 0 | 0 | 0 | 0 | 0 | 0 | 0 | 0 | 0 | 0 | 0 | 0 | 0 |  | 0% | 0% | 0% | 0% | 0% | 0% | 0% | 0% | 0% | 0% | 0% | 0% | 0% | 0% | 0% | 0% | 0% | 0% | 0% | 0% | #DIV/0! | #DIV/0! | #DIV/0! | #DIV/0! | #DIV/0! | #DIV/0! | #DIV/0! | #DIV/0! | #DIV/0! | #DIV/0! | #DIV/0!
| INTEREST EXPENSE - REVOLVER |  |  | 0 | 0 | 0 | 0 | 0 | 0 | 0 | 0 | 0 | 0 | 0 | 0 | 0 | 0 | 0 | 0 | 0 | 0 | 0 | 0 | 0 | 0 | 0 | 0 | 0 | 0 | 0 | 0 | 0 | 0 | 0
| TOTAL INTEREST |  |  | 3647.6093 | 3501.7739 | 3421.4921 | 3310.9596 | 3200.6526 | 3075.136 | 2937.1884 | 2789.4397 | 2634.8391 | 2462.9617 | 2274.7075 | 2047.6891 | 1807.54 | 1536.1255 | 1245.2949 | 924.1281 | 584.0391 | 211.5361 | 0 | 0 | 0 | 0 | 0 | 0 | 0 | 0 | 0 | 0 | 0 | 0 | 0 |  | 33.1% | 31.77% | 31.05% | 30.04% | 29.04% | 27.9% | 26.65% | 25.31% | 23.91% | 22.35% | 20.64% | 18.58% | 16.4% | 13.94% | 11.3% | 8.385% | 5.299% | 1.919% | 0% | 0% | #DIV/0! | #DIV/0! | #DIV/0! | #DIV/0! | #DIV/0! | #DIV/0! | #DIV/0! | #DIV/0! | #DIV/0! | #DIV/0! | #DIV/0!
| TAXABLE INCOME (LOSS) |  |  | -20752.0178 | -37115.4104 | -21300.3122 | -11803.3611 | -11707.7716 | -4222.6416 | 2559.6124 | 2720.396 | 2887.8759 | 3148.8848 | 3439.7131 | 3780.4413 | 4147.1622 | 4326.9493 | 4511.4487 | 4615.1394 | 4888.4626 | 5221.9921 | 5688.0037 | 5611.5728 | 0 | 0 | 0 | 0 | 0 | 0 | 0 | 0 | 0 | 0 | 0 |  | -188.3% | -336.8% | -193.3% | -107.1% | -106.2% | -38.32% | 23.23% | 24.68% | 26.2% | 28.57% | 31.21% | 34.3% | 37.63% | 39.26% | 40.94% | 41.88% | 44.36% | 47.38% | 51.61% | 50.92% | #DIV/0! | #DIV/0! | #DIV/0! | #DIV/0! | #DIV/0! | #DIV/0! | #DIV/0! | #DIV/0! | #DIV/0! | #DIV/0! | #DIV/0!
| PROJECT TAX BALANCE SHEET | [33 empty] | COMMON SIZE BALANCE SHEET
| ASSETS |  | Beginning
| NON-CASH ASSETS |  | 130946.9533 | 106105.5935 | 66565.7129 | 42704.2545 | 28249.8495 | 13795.4444 | 6396.3294 | 6052.5043 | 5708.6793 | 5364.8542 | 5021.0292 | 4677.2041 | 4333.3791 | 3989.554 | 3645.729 | 3301.9039 | 2958.0789 | 2614.2538 | 2270.4288 | 2141.4944 | 2012.56 | 2012.56 | 2012.56 | 2012.56 | 2012.56 | 2012.56 | 2012.56 | 2012.56 | 2012.56 | 2012.56 | 2012.56 | 2012.56 | 99.47% | 99.34% | 98.96% | 98.39% | 97.58% | 95.17% | 90.14% | 89.63% | 89.08% | 88.46% | 87.76% | 86.98% | 86.09% | 85.07% | 83.89% | 82.51% | 80.86% | 78.88% | 76.43% | 75.37% | 100% | 100% | 100% | 100% | 100% | 100% | 100% | 100% | 100% | 100% | 100% | 100%
| CASH |  | 700 | 700 | 700 | 700 | 700 | 700 | 700 | 700 | 700 | 700 | 700 | 700 | 700 | 700 | 700 | 700 | 700 | 700 | 700 | 700 | 0 | 0 | 0 | 0 | 0 | 0 | 0 | 0 | 0 | 0 | 0 | 0 | 0.5317% | 0.6554% | 1.041% | 1.613% | 2.418% | 4.829% | 9.864% | 10.37% | 10.92% | 11.54% | 12.24% | 13.02% | 13.91% | 14.93% | 16.11% | 17.49% | 19.14% | 21.12% | 23.57% | 24.63% | 0% | 0% | 0% | 0% | 0% | 0% | 0% | 0% | 0% | 0% | 0% | 0%
| TOTAL ASSETS |  | 131646.9533 | 106805.5935 | 67265.7129 | 43404.2545 | 28949.8495 | 14495.4444 | 7096.3294 | 6752.5043 | 6408.6793 | 6064.8542 | 5721.0292 | 5377.2041 | 5033.3791 | 4689.554 | 4345.729 | 4001.9039 | 3658.0789 | 3314.2538 | 2970.4288 | 2841.4944 | 2012.56 | 2012.56 | 2012.56 | 2012.56 | 2012.56 | 2012.56 | 2012.56 | 2012.56 | 2012.56 | 2012.56 | 2012.56 | 2012.56 | 100% | 100% | 100% | 100% | 100% | 100% | 100% | 100% | 100% | 100% | 100% | 100% | 100% | 100% | 100% | 100% | 100% | 100% | 100% | 100% | 100% | 100% | 100% | 100% | 100% | 100% | 100% | 100% | 100% | 100% | 100% | 100%
LIABILITES
| CURRENT PORTION OF TOTAL DEBT |  |  | 5733.9756 | 4445.6268 | 4490.5686 | 4480.6374 | 4476.2605 | 4697.1659 | 4408.8878 | 4423.6119 | 4438.6509 | 4508.3448 | 4587.8244 | 4675.447 | 4771.5697 | 4711.9287 | 4641.5183 | 4492.4276 | 4446.0961 | 3456.4575 | 0 | 0 | 0 | 0 | 0 | 0 | 0 | 0 | 0 | 0 | 0 | 0 | 0 | 0% | 5.369% | 6.609% | 10.35% | 15.48% | 30.88% | 66.19% | 65.29% | 69.03% | 73.19% | 78.8% | 85.32% | 92.89% | 101.7% | 108.4% | 116% | 122.8% | 134.2% | 116.4% | 0% | 0% | 0% | 0% | 0% | 0% | 0% | 0% | 0% | 0% | 0% | 0%
| LONG-TERM SENIOR DEBT |  | 40273.8867 | 32453.5448 | 32798.0407 | 31684.0223 | 30524.2758 | 29253.0449 | 27410.1096 | 26226.6883 | 24577.7921 | 22758.9413 | 20643.8642 | 18251.2678 | 15535.8872 | 12475.7349 | 9359.5726 | 6033.7597 | 2614.5508 | -1201.1747 | -3456.4575 | 0 | 0 | 0 | 0 | 0 | 0 | 0 | 0 | 0 | 0 | 0 | 0 | 0 | 30.59% | 30.39% | 48.76% | 73% | 105.4% | 201.8% | 386.3% | 388.4% | 383.5% | 375.3% | 360.8% | 339.4% | 308.7% | 266% | 215.4% | 150.8% | 71.47% | -36.24% | -116.4% | 0% | 0% | 0% | 0% | 0% | 0% | 0% | 0% | 0% | 0% | 0% | 0% | 0%
| LONG-TERM JUNIOR DEBT |  | 0 | 0 | 0 | 0 | 0 | 0 | 0 | 0 | 0 | 0 | 0 | 0 | 0 | 0 | 0 | 0 | 0 | 0 | 0 | 0 | 0 | 0 | 0 | 0 | 0 | 0 | 0 | 0 | 0 | 0 | 0 | 0 | 0% | 0% | 0% | 0% | 0% | 0% | 0% | 0% | 0% | 0% | 0% | 0% | 0% | 0% | 0% | 0% | 0% | 0% | 0% | 0% | 0% | 0% | 0% | 0% | 0% | 0% | 0% | 0% | 0% | 0% | 0% | 0%
| REVOLVER |  |  | 0 | 0 | 0 | 0 | 0 | 0 | 0 | 0 | 0 | 0 | 0 | 0 | 0 | 0 | 0 | 0 | 0 | 0 | 0 | 0 | 0 | 0 | 0 | 0 | 0 | 0 | 0 | 0 | 0 | 0 | 0 | 0% | 0% | 0% | 0% | 0% | 0% | 0% | 0% | 0% | 0% | 0% | 0% | 0% | 0% | 0% | 0% | 0% | 0% | 0% | 0% | 0% | 0% | 0% | 0% | 0% | 0% | 0% | 0% | 0% | 0% | 0% | 0%
| TOTAL LIABILITIES |  | 40273.8867 | 38187.5204 | 37243.6675 | 36174.591 | 35004.9132 | 33729.3053 | 32107.2755 | 30635.5761 | 29001.404 | 27197.5922 | 25152.209 | 22839.0921 | 20211.3342 | 17247.3046 | 14071.5013 | 10675.2779 | 7106.9784 | 3244.9214 | 0 | 0 | 0 | 0 | 0 | 0 | 0 | 0 | 0 | 0 | 0 | 0 | 0 | 0 | 30.59% | 35.75% | 55.37% | 83.34% | 120.9% | 232.7% | 452.4% | 453.7% | 452.5% | 448.4% | 439.6% | 424.7% | 401.5% | 367.8% | 323.8% | 266.8% | 194.3% | 97.91% | 0% | 0% | 0% | 0% | 0% | 0% | 0% | 0% | 0% | 0% | 0% | 0% | 0% | 0%
| BEGINNING BALANCE |  |  | 91373.0666 | 68618.0731 | 30022.0455 | 7229.6636 | -6055.0637 | -19233.8609 | -25010.9461 | -23883.0718 | -22592.7247 | -21132.7379 | -19431.1799 | -17461.888 | -15177.9551 | -12557.7505 | -9725.7723 | -6673.374 | -3448.8996 | 69.3323 | 2970.4287 | 2841.4944 | 2012.5601 | 2012.5601 | 2012.5599 | 2012.5598 | 2012.5598 | 2012.5601 | 2012.5603 | 2012.5603 | 2012.5599 | 2012.5595 | 2012.5594 | 0% | 85.55% | 102% | 69.17% | 24.97% | -41.77% | -271% | -370.4% | -372.7% | -372.5% | -369.4% | -361.4% | -346.9% | -323.7% | -289% | -243% | -182.4% | -104.1% | 2.334% | 104.5% | 141.2% | 100% | 100% | 100% | 100% | 100% | 100% | 100% | 100% | 100% | 100% | 100%
| INITIAL EQUITY |  | 91373.0666 | [31 empty] | 69.41%
| ADDITIONAL EQUITY |  |  | 0 | 0 | 0 | 0 | 0 | 0 | 0 | 0 | 0 | 0 | 0 | 0 | 0 | 0 | 0 | 0 | 0 | 0 | 0 | 0 | 0 | 0 | 0 | 0 | 0 | 0 | 0 | 0 | 0 | 0 | 0 | 0% | 0% | 0% | 0% | 0% | 0% | 0% | 0% | 0% | 0% | 0% | 0% | 0% | 0% | 0% | 0% | 0% | 0% | 0% | 0% | 0% | 0% | 0% | 0% | 0% | 0% | 0% | 0% | 0% | 0% | 0% | 0%
| TAX EBT |  |  | -20752.0178 | -37115.4104 | -21300.3122 | -11803.3611 | -11707.7716 | -4222.6416 | 2559.6124 | 2720.396 | 2887.8759 | 3148.8848 | 3439.7131 | 3780.4413 | 4147.1622 | 4326.9493 | 4511.4487 | 4615.1394 | 4888.4626 | 5221.9921 | 5688.0037 | 5611.5728 | 0 | 0 | 0 | 0 | 0 | 0 | 0 | 0 | 0 | 0 | 0 | 0% | -19.43% | -55.18% | -49.07% | -40.77% | -80.77% | -59.5% | 37.91% | 42.45% | 47.62% | 55.04% | 63.97% | 75.11% | 88.43% | 99.57% | 112.7% | 126.2% | 147.5% | 175.8% | 200.2% | 278.8% | 0% | 0% | 0% | 0% | 0% | 0% | 0% | 0% | 0% | 0% | 0%
| CASH DISTRIBUTIONS |  |  | -2002.9757 | -1480.6173 | -1492.0696 | -1481.3661 | -1471.0257 | -1554.4437 | -1431.7381 | -1430.0489 | -1427.8892 | -1447.3267 | -1470.4213 | -1496.5084 | -1526.9576 | -1494.9711 | -1459.0503 | -1390.665 | -1370.2307 | -2320.8957 | -5816.9381 | -6440.5072 | 0 | 0 | 0 | 0 | 0 | 0 | 0 | 0 | 0 | 0 | 0 | 0% | -1.875% | -2.201% | -3.438% | -5.117% | -10.15% | -21.9% | -21.2% | -22.31% | -23.54% | -25.3% | -27.35% | -29.73% | -32.56% | -34.4% | -36.46% | -38.02% | -41.34% | -78.13% | -204.7% | -320% | 0% | 0% | 0% | 0% | 0% | 0% | 0% | 0% | 0% | 0% | 0%
| TOTAL EQUITY |  | 91373.0666 | 68618.0731 | 30022.0454 | 7229.6636 | -6055.0637 | -19233.8609 | -25010.9461 | -23883.0718 | -22592.7247 | -21132.7379 | -19431.1798 | -17461.888 | -15177.9551 | -12557.7505 | -9725.7723 | -6673.374 | -3448.8995 | 69.3324 | 2970.4287 | 2841.4943 | 2012.56 | 2012.5601 | 2012.5601 | 2012.5599 | 2012.5598 | 2012.5598 | 2012.5601 | 2012.5603 | 2012.5603 | 2012.5599 | 2012.5595 | 2012.5594 | 69.41% | 64.25% | 44.63% | 16.66% | -20.92% | -132.7% | -352.4% | -353.7% | -352.5% | -348.4% | -339.6% | -324.7% | -301.5% | -267.8% | -223.8% | -166.8% | -94.28% | 2.092% | 100% | 100% | 100% | 100% | 100% | 100% | 100% | 100% | 100% | 100% | 100% | 100% | 100% | 100%
| TOTAL LIABILITIES AND EQUITY |  | 131646.9533 | 106805.5935 | 67265.7129 | 43404.2545 | 28949.8495 | 14495.4444 | 7096.3294 | 6752.5043 | 6408.6793 | 6064.8542 | 5721.0292 | 5377.2041 | 5033.3791 | 4689.554 | 4345.729 | 4001.904 | 3658.0789 | 3314.2538 | 2970.4287 | 2841.4943 | 2012.56 | 2012.5601 | 2012.5601 | 2012.5599 | 2012.5598 | 2012.5598 | 2012.5601 | 2012.5603 | 2012.5603 | 2012.5599 | 2012.5595 | 2012.5594 | 100% | 100% | 100% | 100% | 100% | 100% | 100% | 100% | 100% | 100% | 100% | 100% | 100% | 100% | 100% | 100% | 100% | 100% | 100% | 100% | 100% | 100% | 100% | 100% | 100% | 100% | 100% | 100% | 100% | 100% | 100% | 100%
| CHECK -- ASSETS LESS TOTAL LIAB & EQUITY |  | 3.3168e-06 | 2.6667e-06 | -7.0012e-07 | -3.0903e-06 | -1.2078e-06 | 5.3048e-06 | 9.8432e-06 | 7.9175e-06 | -2.9748e-06 | -1.1193e-05 | -7.2161e-06 | 1.0677e-05 | 2.4075e-05 | 2.0575e-05 | -1.0524e-05 | -3.5951e-05 | -2.6738e-05 | 2.4067e-05 | 6.3903e-05 | 6.0185e-05 | -2.8256e-05 | -0.00010675 | -8.6175e-05 | 5.7832e-05 | 0.00017422 | 0.00018344 | -6.6857e-05 | -0.00030934 | -0.00026523 | 0.00014289 | 0.00047568 | 0.00056523 | 2.519e-09% | 2.497e-09% | -1.041e-09% | -7.12e-09% | -4.172e-09% | 3.66e-08% | 1.387e-07% | 1.173e-07% | -4.642e-08% | -1.846e-07% | -1.261e-07% | 1.986e-07% | 4.783e-07% | 4.387e-07% | -2.422e-07% | -8.984e-07% | -7.309e-07% | 7.262e-07% | 2.151e-06% | 2.118e-06% | -1.404e-06% | -5.304e-06% | -4.282e-06% | 2.874e-06% | 8.657e-06% | 9.115e-06% | -3.322e-06% | -1.537e-05% | -1.318e-05% | 7.1e-06% | 2.364e-05% | 2.808e-05%
| PROJECT PRE-TAX BOOK INCOME | [34 empty] | COMMON SIZE BOOK INCOME
| EARNINGS |  |  | 11020.7151 | 11020.7151 | 11020.7151 | 11020.7151 | 11020.7151 | 11020.7151 | 11020.7151 | 11020.7151 | 11020.7151 | 11020.7151 | 11020.7151 | 11020.7151 | 11020.7151 | 11020.7151 | 11020.7151 | 11020.7151 | 11020.7151 | 11020.7151 | 11020.7151 | 11020.7151 | 0 | 0 | 0 | 0 | 0 | 0 | 0 | 0 | 0 | 0 | 0 |  | 100% | 100% | 100% | 100% | 100% | 100% | 100% | 100% | 100% | 100% | 100% | 100% | 100% | 100% | 100% | 100% | 100% | 100% | 100% | 100% | #DIV/0! | #DIV/0! | #DIV/0! | #DIV/0! | #DIV/0! | #DIV/0! | #DIV/0! | #DIV/0! | #DIV/0! | #DIV/0! | #DIV/0!
| OPERATING EXPENSES |  |  | 1703.1493 | 3592.8376 | 3615.919 | 3629.8227 | 3635.9505 | 4444.6829 | 4848.2722 | 4827.6585 | 4806.6039 | 4709.0324 | 4597.7609 | 4475.0893 | 4340.5176 | 4424.0149 | 4522.5895 | 4731.3165 | 4796.1805 | 4862.5862 | 4813.482 | 4880.1555 | 0 | 0 | 0 | 0 | 0 | 0 | 0 | 0 | 0 | 0 | 0 |  | 15.45% | 32.6% | 32.81% | 32.94% | 32.99% | 40.33% | 43.99% | 43.81% | 43.61% | 42.73% | 41.72% | 40.61% | 39.39% | 40.14% | 41.04% | 42.93% | 43.52% | 44.12% | 43.68% | 44.28% | #DIV/0! | #DIV/0! | #DIV/0! | #DIV/0! | #DIV/0! | #DIV/0! | #DIV/0! | #DIV/0! | #DIV/0! | #DIV/0! | #DIV/0!
| OPERATING FEES |  |  | 1580.6146 | 1501.6334 | 1422.1578 | 1428.8888 | 1437.4785 | 324.4227 | 331.817 | 339.3958 | 347.5712 | 356.0112 | 364.7085 | 373.6704 | 381.6702 | 389.8004 | 397.557 | 406.3061 | 408.2078 | 380.7757 | 390.2951 | 400.0525 | 0 | 0 | 0 | 0 | 0 | 0 | 0 | 0 | 0 | 0 | 0 |  | 14.34% | 13.63% | 12.9% | 12.97% | 13.04% | 2.944% | 3.011% | 3.08% | 3.154% | 3.23% | 3.309% | 3.391% | 3.463% | 3.537% | 3.607% | 3.687% | 3.704% | 3.455% | 3.541% | 3.63% | #DIV/0! | #DIV/0! | #DIV/0! | #DIV/0! | #DIV/0! | #DIV/0! | #DIV/0! | #DIV/0! | #DIV/0! | #DIV/0! | #DIV/0!
| EBITDA |  |  | 7736.9512 | 5926.2441 | 5982.6383 | 5962.0036 | 5947.2861 | 6251.6095 | 5840.6259 | 5853.6608 | 5866.54 | 5955.6715 | 6058.2457 | 6171.9554 | 6298.5273 | 6206.8998 | 6100.5686 | 5883.0925 | 5816.3268 | 5777.3532 | 5816.9381 | 5740.5072 | 0 | 0 | 0 | 0 | 0 | 0 | 0 | 0 | 0 | 0 | 0 |  | 70.2% | 53.77% | 54.29% | 54.1% | 53.96% | 56.73% | 53% | 53.12% | 53.23% | 54.04% | 54.97% | 56% | 57.15% | 56.32% | 55.36% | 53.38% | 52.78% | 52.42% | 52.78% | 52.09% | #DIV/0! | #DIV/0! | #DIV/0! | #DIV/0! | #DIV/0! | #DIV/0! | #DIV/0! | #DIV/0! | #DIV/0! | #DIV/0! | #DIV/0!
| DEPRECIATION EXPENSE |  |  | 6124.3837 | 6124.3837 | 6124.3837 | 6124.3837 | 6124.3837 | 6124.3837 | 6124.3837 | 6124.3837 | 6124.3837 | 6124.3837 | 6124.3837 | 6124.3837 | 6124.3837 | 6124.3837 | 6124.3837 | 6124.3837 | 6124.3837 | 6124.3837 | 6124.3837 | 6124.3837 | 0 | 0 | 0 | 0 | 0 | 0 | 0 | 0 | 0 | 0 | 0 |  | 55.57% | 55.57% | 55.57% | 55.57% | 55.57% | 55.57% | 55.57% | 55.57% | 55.57% | 55.57% | 55.57% | 55.57% | 55.57% | 55.57% | 55.57% | 55.57% | 55.57% | 55.57% | 55.57% | 55.57% | #DIV/0! | #DIV/0! | #DIV/0! | #DIV/0! | #DIV/0! | #DIV/0! | #DIV/0! | #DIV/0! | #DIV/0! | #DIV/0! | #DIV/0!
| AMORTIZATION EXPENSE |  |  | 343.825 | 343.825 | 343.825 | 343.825 | 343.825 | 343.825 | 343.825 | 343.825 | 343.825 | 343.825 | 343.825 | 343.825 | 343.825 | 343.825 | 343.825 | 343.825 | 343.825 | 343.825 | 128.9344 | 128.9344 | 0 | 0 | 0 | 0 | 0 | 0 | 0 | 0 | 0 | 0 | 0 |  | 3.12% | 3.12% | 3.12% | 3.12% | 3.12% | 3.12% | 3.12% | 3.12% | 3.12% | 3.12% | 3.12% | 3.12% | 3.12% | 3.12% | 3.12% | 3.12% | 3.12% | 3.12% | 1.17% | 1.17% | #DIV/0! | #DIV/0! | #DIV/0! | #DIV/0! | #DIV/0! | #DIV/0! | #DIV/0! | #DIV/0! | #DIV/0! | #DIV/0! | #DIV/0!
| EBIT |  |  | 1268.7425 | -541.9646 | -485.5705 | -506.2052 | -520.9226 | -216.5992 | -627.5828 | -614.5479 | -601.6687 | -512.5372 | -409.963 | -296.2534 | -169.6814 | -261.3089 | -367.6401 | -585.1162 | -651.8819 | -690.8555 | -436.38 | -512.8109 | 0 | 0 | 0 | 0 | 0 | 0 | 0 | 0 | 0 | 0 | 0 |  | 11.51% | -4.918% | -4.406% | -4.593% | -4.727% | -1.965% | -5.695% | -5.576% | -5.459% | -4.651% | -3.72% | -2.688% | -1.54% | -2.371% | -3.336% | -5.309% | -5.915% | -6.269% | -3.96% | -4.653% | #DIV/0! | #DIV/0! | #DIV/0! | #DIV/0! | #DIV/0! | #DIV/0! | #DIV/0! | #DIV/0! | #DIV/0! | #DIV/0! | #DIV/0!
| TOTAL INTEREST EXPENSE |  |  | 3647.6093 | 3501.7739 | 3421.4921 | 3310.9596 | 3200.6526 | 3075.136 | 2937.1884 | 2789.4397 | 2634.8391 | 2462.9617 | 2274.7075 | 2047.6891 | 1807.54 | 1536.1255 | 1245.2949 | 924.1281 | 584.0391 | 211.5361 | 0 | 0 | 0 | 0 | 0 | 0 | 0 | 0 | 0 | 0 | 0 | 0 | 0 |  | 33.1% | 31.77% | 31.05% | 30.04% | 29.04% | 27.9% | 26.65% | 25.31% | 23.91% | 22.35% | 20.64% | 18.58% | 16.4% | 13.94% | 11.3% | 8.385% | 5.299% | 1.919% | 0% | 0% | #DIV/0! | #DIV/0! | #DIV/0! | #DIV/0! | #DIV/0! | #DIV/0! | #DIV/0! | #DIV/0! | #DIV/0! | #DIV/0! | #DIV/0!
| BOOK EBT (LOSS) |  |  | -2378.8668 | -4043.7385 | -3907.0626 | -3817.1648 | -3721.5752 | -3291.7352 | -3564.7712 | -3403.9876 | -3236.5078 | -2975.4989 | -2684.6706 | -2343.9424 | -1977.2215 | -1797.4344 | -1612.935 | -1509.2443 | -1235.9211 | -902.3916 | -436.38 | -512.8109 | 0 | 0 | 0 | 0 | 0 | 0 | 0 | 0 | 0 | 0 | 0 |  | -21.59% | -36.69% | -35.45% | -34.64% | -33.77% | -29.87% | -32.35% | -30.89% | -29.37% | -27% | -24.36% | -21.27% | -17.94% | -16.31% | -14.64% | -13.69% | -11.21% | -8.188% | -3.96% | -4.653% | #DIV/0! | #DIV/0! | #DIV/0! | #DIV/0! | #DIV/0! | #DIV/0! | #DIV/0! | #DIV/0! | #DIV/0! | #DIV/0! | #DIV/0!

## CapAcc
Sweetwater 129.00MW Project |  | 1 | 2 | 3 | 4 | 5 | 6 | 7 | 8 | 9 | 10 | 11 | 12 | 13 | 14 | 15 | 16 | 17 | 18 | 19 | 20 | 21 | 22 | 23 | 24 | 25 | 26 | 27 | 28 | 29 | 30 | 31
Tax Capital Accounts |  | 2002 | 2003 | 2004 | 2005 | 2006 | 2007 | 2008 | 2009 | 2010 | 2011 | 2012 | 2013 | 2014 | 2015 | 2016 | 2017 | 2018 | 2019 | 2020 | 2021 | 2022 | 2023 | 2024 | 2025 | 2026 | 2027 | 2028 | 2029 | 2030 | 2031 | 2032
OUTSIDE EQUITY
Sharing Ratio - Cash |  | 99% | 99% | 99% | 99% | 99% | 99% | 99% | 99% | 99% | 99% | 99% | 99% | 99% | 99% | 99% | 99% | 99% | 99% | 99% | 99% | 99% | 99% | 99% | 99% | 99% | 99% | 99% | 99% | 99% | 99% | 0%
Sharing Ratio - Tax Income |  | 99% | 99% | 99% | 99% | 99% | 99% | 99% | 99% | 99% | 99% | 99% | 99% | 99% | 99% | 99% | 99% | 99% | 99% | 99% | 99% | 99% | 99% | 99% | 99% | 99% | 99% | 99% | 99% | 99% | 99% | 0%
Beginning Capital Account |  | 0 | 67931.8924 | 29721.825 | 7157.3669 | -5994.5131 | -19041.5223 | -24760.8367 | -23644.2411 | -22366.7974 | -20921.4106 | -19236.8681 | -17287.2691 | -15026.1756 | -12432.173 | -9628.5146 | -6606.6403 | -3414.4106 | 68.6391 | 2940.7245 | 2813.0795 | 1992.4344 | 1992.4343 | 1992.4343 | 1992.4344 | 1992.4345 | 1992.4345 | 1992.4343 | 1992.4342 | 1992.4342 | 1992.4345 | 1992.4348
Initial Equity Contribution |  | 1 2002: 90459.336
Additional Equity |  | 0 | 0 | 0 | 0 | 0 | 0 | 0 | 0 | 0 | 0 | 0 | 0 | 0 | 0 | 0 | 0 | 0 | 0 | 0 | 0 | 0 | 0 | 0 | 0 | 0 | 0 | 0 | 0 | 0 | 0 | 0
Gross Income Allocation
Net Min Gain Adjustment |  | 0 | 0 | 0 | 0 | 0 | 0 | 0 | 0 | 0 | 0 | 0 | 0 | 0 | 0 | 0 | 0 | 0 | 0 | 0 | 0 | 0 | 0 | 0 | 0 | 0 | 0 | 0 | 0 | 0 | 0 | 0
Depreciation Recapture
Income |  | 10910.5079 | 10910.5079 | 10910.5079 | 10910.5079 | 10910.5079 | 10910.5079 | 10910.5079 | 10910.5079 | 10910.5079 | 10910.5079 | 10910.5079 | 10910.5079 | 10910.5079 | 10910.5079 | 10910.5079 | 10910.5079 | 10910.5079 | 10910.5079 | 10910.5079 | 10910.5079 | 0 | 0 | 0 | 0 | 0 | 0 | 0 | 0 | 0 | 0 | 0
Operating Expenses |  | -1686.1178 | -3556.9092 | -3579.7598 | -3593.5245 | -3599.591 | -4400.236 | -4799.7894 | -4779.3819 | -4758.5379 | -4661.9421 | -4551.7833 | -4430.3384 | -4297.1124 | -4379.7747 | -4477.3636 | -4684.0033 | -4748.2187 | -4813.9603 | -4765.3471 | -4831.3539 | 0 | 0 | 0 | 0 | 0 | 0 | 0 | 0 | 0 | 0 | 0
Total L/C & Fees |  | -1564.8084 | -1486.6171 | -1407.9362 | -1414.5999 | -1423.1037 | -321.1785 | -328.4989 | -336.0019 | -344.0955 | -352.4511 | -361.0614 | -369.9337 | -377.8535 | -385.9024 | -393.5814 | -402.243 | -404.1257 | -376.9679 | -386.3921 | -396.0519 | 0 | 0 | 0 | 0 | 0 | 0 | 0 | 0 | 0 | 0 | 0
Tax Depreciation & Amortization |  | -24592.9462 | -39144.4818 | -23622.8438 | -14309.861 | -14309.861 | -7325.1239 | -340.3868 | -340.3868 | -340.3868 | -340.3868 | -340.3868 | -340.3868 | -340.3868 | -340.3868 | -340.3868 | -340.3868 | -340.3868 | -340.3868 | -127.645 | -127.645 | 0 | 0 | 0 | 0 | 0 | 0 | 0 | 0 | 0 | 0 | 0
Interest Expense - Nonrecourse Total |  | -3611.1332 | -3466.7562 | -3387.2772 | -3277.85 | -3168.6461 | -3044.3847 | -2907.8165 | -2761.5453 | -2608.4907 | -2438.332 | -2251.9604 | -2027.2122 | -1789.4646 | -1520.7642 | -1232.842 | -914.8868 | -578.1988 | -209.4207 | 0 | 0 | 0 | 0 | 0 | 0 | 0 | 0 | 0 | 0 | 0 | 0 | 0
Interest Expense - Nonrecourse Junior |  | 0 | 0 | 0 | 0 | 0 | 0 | 0 | 0 | 0 | 0 | 0 | 0 | 0 | 0 | 0 | 0 | 0 | 0 | 0 | 0 | 0 | 0 | 0 | 0 | 0 | 0 | 0 | 0 | 0 | 0 | 0
Interest Expense - Revolver |  | 0 | 0 | 0 | 0 | 0 | 0 | 0 | 0 | 0 | 0 | 0 | 0 | 0 | 0 | 0 | 0 | 0 | 0 | 0 | 0 | 0 | 0 | 0 | 0 | 0 | 0 | 0 | 0 | 0 | 0 | 0
Special Loss Reallocation
Cash Distributions |  | -1982.9459 | -1465.8111 | -1477.1489 | -1466.5525 | -1456.3154 | -1538.8992 | -1417.4207 | -1415.7485 | -1413.6103 | -1432.8534 | -1455.7171 | -1481.5433 | -1511.6881 | -1480.0214 | -1444.4598 | -1376.7583 | -1356.5284 | -2297.6867 | -5758.7687 | -6376.1021 | 0 | 0 | 0 | 0 | 0 | 0 | 0 | 0 | 0 | 0 | 0
Ending Capital Account |  | 67931.8924 | 29721.825 | 7157.3669 | -5994.5131 | -19041.5223 | -24760.8367 | -23644.2411 | -22366.7974 | -20921.4106 | -19236.8681 | -17287.2691 | -15026.1756 | -12432.173 | -9628.5146 | -6606.6403 | -3414.4106 | 68.6391 | 2940.7245 | 2813.0795 | 1992.4344 | 1992.4344 | 1992.4343 | 1992.4343 | 1992.4344 | 1992.4345 | 1992.4345 | 1992.4343 | 1992.4342 | 1992.4342 | 1992.4345 | 1992.4348
| Check | 99% | 99% | 99% | 99% | 99% | 99% | 99% | 99% | 99% | 99% | 99% | 99% | 99% | 99% | 99% | 99% | 99% | 99% | 99% | 99% | 99% | 99% | 99% | 99% | 99% | 99% | 99% | 99% | 99% | 99% | 99%
Taxable Income (Loss) |  | -20544.4977 | -36744.2563 | -21087.3091 | -11685.3275 | -11590.6938 | -4180.4151 | 2534.0163 | 2693.1921 | 2858.9972 | 3117.3959 | 3405.316 | 3742.6368 | 4105.6906 | 4283.6798 | 4466.3342 | 4568.988 | 4839.578 | 5169.7721 | 5631.1236 | 5555.457 | 0 | 0 | 0 | 0 | 0 | 0 | 0 | 0 | 0 | 0 | 0
EWC
Sharing Ratio - Cash | bar: 1 2002 to 31 2032
Sharing Ratio - Tax Income | bar: 1 2002 to 31 2032
Beginning Capital Account |  | 0 | 686.1807 | 300.2205 | 72.2966 | -60.5506 | -192.3386 | -250.1095 | -238.8307 | -225.9272 | -211.3274 | -194.3118 | -174.6189 | -151.7796 | -125.5775 | -97.2577 | -66.7337 | -34.489 | 0.69332 | 29.7043 | 28.4149 | 20.1256 | 20.1256 | 20.1256 | 20.1256 | 20.1256 | 20.1256 | 20.1256 | 20.1256 | 20.1256 | 20.1256 | 20.1256
Initial Equity Contribution |  | 1 2002: 913.7307
Additional Equity |  | 0 | 0 | 0 | 0 | 0 | 0 | 0 | 0 | 0 | 0 | 0 | 0 | 0 | 0 | 0 | 0 | 0 | 0 | 0 | 0 | 0 | 0 | 0 | 0 | 0 | 0 | 0 | 0 | 0 | 0 | 0
Gross Income Allocation
Net Min Gain Adjustment |  | 0 | 0 | 0 | 0 | 0 | 0 | 0 | 0 | 0 | 0 | 0 | 0 | 0 | 0 | 0 | 0 | 0 | 0 | 0 | 0 | 0 | 0 | 0 | 0 | 0 | 0 | 0 | 0 | 0 | 0 | 0
Depreciation Recapture
Income |  | 110.2072 | 110.2072 | 110.2072 | 110.2072 | 110.2072 | 110.2072 | 110.2072 | 110.2072 | 110.2072 | 110.2072 | 110.2072 | 110.2072 | 110.2072 | 110.2072 | 110.2072 | 110.2072 | 110.2072 | 110.2072 | 110.2072 | 110.2072 | 0 | 0 | 0 | 0 | 0 | 0 | 0 | 0 | 0 | 0 | 0
Operating Expenses |  | -17.0315 | -35.9284 | -36.1592 | -36.2982 | -36.3595 | -44.4468 | -48.4827 | -48.2766 | -48.066 | -47.0903 | -45.9776 | -44.7509 | -43.4052 | -44.2401 | -45.2259 | -47.3132 | -47.9618 | -48.6259 | -48.1348 | -48.8016 | 0 | 0 | 0 | 0 | 0 | 0 | 0 | 0 | 0 | 0 | 0
Total L/C & Fees |  | -15.8061 | -15.0163 | -14.2216 | -14.2889 | -14.3748 | -3.2442 | -3.3182 | -3.394 | -3.4757 | -3.5601 | -3.6471 | -3.7367 | -3.8167 | -3.898 | -3.9756 | -4.0631 | -4.0821 | -3.8078 | -3.903 | -4.0005 | 0 | 0 | 0 | 0 | 0 | 0 | 0 | 0 | 0 | 0 | 0
Tax Depreciation & Amortization |  | -248.4136 | -395.3988 | -238.6146 | -144.5441 | -144.5441 | -73.9912 | -3.4383 | -3.4383 | -3.4383 | -3.4383 | -3.4383 | -3.4383 | -3.4383 | -3.4383 | -3.4383 | -3.4383 | -3.4383 | -3.4383 | -1.2893 | -1.2893 | 0 | 0 | 0 | 0 | 0 | 0 | 0 | 0 | 0 | 0 | 0
Interest Expense - Nonrecourse Senior |  | -36.4761 | -35.0177 | -34.2149 | -33.1096 | -32.0065 | -30.7514 | -29.3719 | -27.8944 | -26.3484 | -24.6296 | -22.7471 | -20.4769 | -18.0754 | -15.3613 | -12.4529 | -9.2413 | -5.8404 | -2.1154 | 0 | 0 | 0 | 0 | 0 | 0 | 0 | 0 | 0 | 0 | 0 | 0 | 0
Interest Expense - Nonrecourse Junior |  | 0 | 0 | 0 | 0 | 0 | 0 | 0 | 0 | 0 | 0 | 0 | 0 | 0 | 0 | 0 | 0 | 0 | 0 | 0 | 0 | 0 | 0 | 0 | 0 | 0 | 0 | 0 | 0 | 0 | 0 | 0
Interest Expense - Revolver |  | 0 | 0 | 0 | 0 | 0 | 0 | 0 | 0 | 0 | 0 | 0 | 0 | 0 | 0 | 0 | 0 | 0 | 0 | 0 | 0 | 0 | 0 | 0 | 0 | 0 | 0 | 0 | 0 | 0 | 0 | 0
Special Loss Reallocation
Cash Distributions |  | -20.0298 | -14.8062 | -14.9207 | -14.8137 | -14.7103 | -15.5444 | -14.3174 | -14.3005 | -14.2789 | -14.4733 | -14.7042 | -14.9651 | -15.2696 | -14.9497 | -14.5905 | -13.9066 | -13.7023 | -23.209 | -58.1694 | -64.4051 | 0 | 0 | 0 | 0 | 0 | 0 | 0 | 0 | 0 | 0 | 0
Ending Capital Account |  | 686.1807 | 300.2205 | 72.2966 | -60.5506 | -192.3386 | -250.1095 | -238.8307 | -225.9272 | -211.3274 | -194.3118 | -174.6189 | -151.7796 | -125.5775 | -97.2577 | -66.7337 | -34.489 | 0.69332 | 29.7043 | 28.4149 | 20.1256 | 20.1256 | 20.1256 | 20.1256 | 20.1256 | 20.1256 | 20.1256 | 20.1256 | 20.1256 | 20.1256 | 20.1256 | 20.1256
Check | bar: 1 2002 to 31 2032
Taxable Income (Loss) |  | -207.5202 | -371.1541 | -213.0031 | -118.0336 | -117.0777 | -42.2264 | 25.5961 | 27.204 | 28.8788 | 31.4888 | 34.3971 | 37.8044 | 41.4716 | 43.2695 | 45.1145 | 46.1514 | 48.8846 | 52.2199 | 56.88 | 56.1157 | 0 | 0 | 0 | 0 | 0 | 0 | 0 | 0 | 0 | 0 | 0
TOTAL CAPITAL ACCOUNT
Beginning Capital Account |  | 0 | 68618.0731 | 30022.0454 | 7229.6636 | -6055.0637 | -19233.8609 | -25010.9461 | -23883.0718 | -22592.7247 | -21132.7379 | -19431.1799 | -17461.888 | -15177.9551 | -12557.7505 | -9725.7723 | -6673.374 | -3448.8996 | 69.3324 | 2970.4288 | 2841.4944 | 2012.56 | 2012.56 | 2012.5599 | 2012.56 | 2012.5601 | 2012.5601 | 2012.56 | 2012.5599 | 2012.5598 | 2012.56 | 2012.5603
Initial Equity Contribution |  | 1 2002: 91373.0666
Additional Equity |  | 0 | 0 | 0 | 0 | 0 | 0 | 0 | 0 | 0 | 0 | 0 | 0 | 0 | 0 | 0 | 0 | 0 | 0 | 0 | 0 | 0 | 0 | 0 | 0 | 0 | 0 | 0 | 0 | 0 | 0 | 0
Gross Income Allocation
Code 754 Adjustment
Depreciation Recapture
Income |  | 11020.7151 | 11020.7151 | 11020.7151 | 11020.7151 | 11020.7151 | 11020.7151 | 11020.7151 | 11020.7151 | 11020.7151 | 11020.7151 | 11020.7151 | 11020.7151 | 11020.7151 | 11020.7151 | 11020.7151 | 11020.7151 | 11020.7151 | 11020.7151 | 11020.7151 | 11020.7151 | 0 | 0 | 0 | 0 | 0 | 0 | 0 | 0 | 0 | 0 | 0
Operating Expenses |  | -1703.1493 | -3592.8376 | -3615.919 | -3629.8227 | -3635.9505 | -4444.6829 | -4848.2722 | -4827.6585 | -4806.6039 | -4709.0324 | -4597.7609 | -4475.0893 | -4340.5176 | -4424.0149 | -4522.5895 | -4731.3165 | -4796.1805 | -4862.5862 | -4813.482 | -4880.1555 | 0 | 0 | 0 | 0 | 0 | 0 | 0 | 0 | 0 | 0 | 0
Total L/C & Fees |  | -1580.6146 | -1501.6334 | -1422.1578 | -1428.8888 | -1437.4785 | -324.4227 | -331.817 | -339.3958 | -347.5712 | -356.0112 | -364.7085 | -373.6704 | -381.6702 | -389.8004 | -397.557 | -406.3061 | -408.2078 | -380.7757 | -390.2951 | -400.0525 | 0 | 0 | 0 | 0 | 0 | 0 | 0 | 0 | 0 | 0 | 0
Tax Depreciation & Amortization |  | -24841.3598 | -39539.8806 | -23861.4584 | -14454.4051 | -14454.4051 | -7399.1151 | -343.825 | -343.825 | -343.825 | -343.825 | -343.825 | -343.825 | -343.825 | -343.825 | -343.825 | -343.825 | -343.825 | -343.825 | -128.9344 | -128.9344 | 0 | 0 | 0 | 0 | 0 | 0 | 0 | 0 | 0 | 0 | 0
Interest Expense - Nonrecourse SR |  | -3647.6093 | -3501.7739 | -3421.4921 | -3310.9596 | -3200.6526 | -3075.136 | -2937.1884 | -2789.4397 | -2634.8391 | -2462.9617 | -2274.7075 | -2047.6891 | -1807.54 | -1536.1255 | -1245.2949 | -924.1281 | -584.0391 | -211.5361 | 0 | 0 | 0 | 0 | 0 | 0 | 0 | 0 | 0 | 0 | 0 | 0 | 0
Interest Expense - Nonrecourse JR |  | 0 | 0 | 0 | 0 | 0 | 0 | 0 | 0 | 0 | 0 | 0 | 0 | 0 | 0 | 0 | 0 | 0 | 0 | 0 | 0 | 0 | 0 | 0 | 0 | 0 | 0 | 0 | 0 | 0 | 0 | 0
Interest Expense - Revolver |  | 0 | 0 | 0 | 0 | 0 | 0 | 0 | 0 | 0 | 0 | 0 | 0 | 0 | 0 | 0 | 0 | 0 | 0 | 0 | 0 | 0 | 0 | 0 | 0 | 0 | 0 | 0 | 0 | 0 | 0 | 0
Special Loss Reallocation
Cash Distributions |  | -2002.9757 | -1480.6173 | -1492.0696 | -1481.3661 | -1471.0257 | -1554.4437 | -1431.7381 | -1430.0489 | -1427.8892 | -1447.3267 | -1470.4213 | -1496.5084 | -1526.9576 | -1494.9711 | -1459.0503 | -1390.665 | -1370.2307 | -2320.8957 | -5816.9381 | -6440.5072 | 0 | 0 | 0 | 0 | 0 | 0 | 0 | 0 | 0 | 0 | 0
Ending Capital Account |  | 68618.0731 | 30022.0454 | 7229.6636 | -6055.0637 | -19233.8609 | -25010.9461 | -23883.0718 | -22592.7247 | -21132.7379 | -19431.1799 | -17461.888 | -15177.9551 | -12557.7505 | -9725.7723 | -6673.374 | -3448.8996 | 69.3324 | 2970.4288 | 2841.4944 | 2012.56 | 2012.56 | 2012.56 | 2012.5599 | 2012.56 | 2012.5601 | 2012.5601 | 2012.56 | 2012.5599 | 2012.5598 | 2012.56 | 2012.5603
Taxable Income (Loss) |  | -20752.0178 | -37115.4104 | -21300.3122 | -11803.3611 | -11707.7716 | -4222.6416 | 2559.6124 | 2720.396 | 2887.8759 | 3148.8848 | 3439.7131 | 3780.4413 | 4147.1622 | 4326.9493 | 4511.4487 | 4615.1394 | 4888.4626 | 5221.9921 | 5688.0037 | 5611.5728 | 0 | 0 | 0 | 0 | 0 | 0 | 0 | 0 | 0 | 0 | 0
CHECK FIGURES
debt principle | 40273.8867 | 2086.3663 | 943.8529 | 1069.0765 | 1169.6778 | 1275.6078 | 1622.0298 | 1471.6994 | 1634.1722 | 1803.8118 | 2045.3831 | 2313.1169 | 2627.7579 | 2964.0296 | 3175.8033 | 3396.2234 | 3568.2995 | 3862.057 | 3244.9214 | 0 | 0 | 0 | 0 | 0 | 0 | 0 | 0 | 0 | 0 | 0 | 0
actual exp | 39573.8867 | 2086.3663 | 943.8529 | 1069.0765 | 1169.6778 | 1275.6078 | 1622.0298 | 1471.6994 | 1634.1722 | 1803.8118 | 2045.3831 | 2313.1169 | 2627.7579 | 2964.0296 | 3175.8033 | 3396.2234 | 3568.2995 | 3862.057 | 3244.9214 | 0 | -700 | 0 | 0 | 0 | 0 | 0 | 0 | 0 | 0 | 0 | 0
differences actual exp - principle pmts | 700 | 0 | 0 | 0 | 0 | 0 | 0 | 0 | 0 | 0 | 0 | 0 | 0 | 0 | 0 | 0 | 0 | 0 | 0 | 0 | -700 | 0 | 0 | 0 | 0 | 0 | 0 | 0 | 0 | 0 | 0
equity | 91373.0666 | 2 2003: -700; 3 2004: sum of differences should = working cap
actual exp + equity | 130946.9533
total project | 131646.9533
should = working cap | -700
total depreciation | 128934.3933
ending capacc balance | 2012.5601
total project - depreciation | 2712.56
should = working cap | -699.9999
total cash & non cash value | 131646.9533
total depreciable assets | 128934.3933
difference | 2712.56
working cap | 700
capacc residual | 2012.5601

## Basis
Sweetwater 129.00MW Project |  | 1 | 2 | 3 | 4 | 5 | 6 | 7 | 8 | 9 | 10 | 11 | 12 | 13 | 14 | 15 | 16 | 17 | 18 | 19 | 20 | 21 | 22 | 23 | 24 | 25 | 26 | 27 | 28 | 29 | 30 | 31
Project Partners Basis |  | 2002 | 2003 | 2004 | 2005 | 2006 | 2007 | 2008 | 2009 | 2010 | 2011 | 2012 | 2013 | 2014 | 2015 | 2016 | 2017 | 2018 | 2019 | 2020 | 2021 | 2022 | 2023 | 2024 | 2025 | 2026 | 2027 | 2028 | 2029 | 2030 | 2031 | 2032
OUTSIDE EQUITY
Beginning Basis |  | 0 | 105737.5376 | 66593.0558 | 42970.212 | 28660.351 | 14350.49 | 7025.3661 | 6684.9793 | 6344.5925 | 6004.2057 | 5663.8189 | 5323.4321 | 4983.0453 | 4642.6585 | 4302.2717 | 3961.8849 | 3621.4981 | 3281.1113 | 2940.7245 | 2813.0795 | 1992.4344 | 1992.4343 | 1992.4344 | 1992.4345 | 1992.4345 | 1992.4344 | 1992.4343 | 1992.4342 | 1992.4343 | 1992.4346 | 1992.4348
Beginning Capital Account |  |  | 67931.8924 | 29721.825 | 7157.3669 | -5994.5131 | -19041.5223 | -24760.8367 | -23644.2411 | -22366.7974 | -20921.4106 | -19236.868 | -17287.2691 | -15026.1756 | -12432.173 | -9628.5146 | -6606.6403 | -3414.4105 | 68.6391 | 2940.7245 | 2813.0795 | 1992.4344 | 1992.4343 | 1992.4344 | 1992.4345 | 1992.4345 | 1992.4344 | 1992.4343 | 1992.4342 | 1992.4343 | 1992.4346 | 1992.4348
Carry-over Basis of Contributed Property
Initial Equity |  | 1 2002: 90459.336
Additional Equity |  | 0 | 0 | 0 | 0 | 0 | 0 | 0 | 0 | 0 | 0 | 0 | 0 | 0 | 0 | 0 | 0 | 0 | 0 | 0 | 0 | 0 | 0 | 0 | 0 | 0 | 0 | 0 | 0 | 0 | 0 | 0
Positive Capital Account Adjustments |  | 10910.5079 | 10910.5079 | 10910.5079 | 10910.5079 | 10910.5079 | 10910.5079 | 10910.5079 | 10910.5079 | 10910.5079 | 10910.5079 | 10910.5079 | 10910.5079 | 10910.5079 | 10910.5079 | 10910.5079 | 10910.5079 | 10910.5079 | 10910.5079 | 10910.5079 | 10910.5079 | 0 | 0 | 0 | 0 | 0 | 0 | 0 | 0 | 0 | 0 | 0
Negative Capital Account Adjustments |  | -33437.9515 | -49120.5754 | -33474.966 | -24062.388 | -23957.5172 | -16629.8223 | -9793.9124 | -9633.0643 | -9465.1211 | -9225.9654 | -8960.909 | -8649.4144 | -8316.5054 | -8106.8495 | -7888.6336 | -7718.2782 | -7427.4583 | -8038.4225 | -11038.153 | -11731.153 | 0 | 0 | 0 | 0 | 0 | 0 | 0 | 0 | 0 | 0 | 0
Ending Capital Account |  | 67931.8924 | 29721.825 | 7157.3669 | -5994.5131 | -19041.5223 | -24760.8367 | -23644.2411 | -22366.7974 | -20921.4106 | -19236.8681 | -17287.2691 | -15026.1756 | -12432.173 | -9628.5146 | -6606.6403 | -3414.4106 | 68.6391 | 2940.7245 | 2813.0795 | 1992.4344 | 1992.4344 | 1992.4343 | 1992.4344 | 1992.4345 | 1992.4345 | 1992.4344 | 1992.4343 | 1992.4342 | 1992.4343 | 1992.4346 | 1992.4348
Share of Total NonRecourse Debt |  | 37805.6452 | 36871.2308 | 35812.845 | 34654.864 | 33392.0123 | 31786.2027 | 30329.2203 | 28711.3899 | 26925.6162 | 24900.6869 | 22610.7012 | 20009.2209 | 17074.8315 | 13930.7863 | 10568.5251 | 7035.9086 | 3212.4722 | 0 | 0 | 0 | 0 | 0 | 0 | 0 | 0 | 0 | 0 | 0 | 0 | 0 | 0
Total Ending Basis |  | 105737.5376 | 66593.0558 | 42970.212 | 28660.351 | 14350.49 | 7025.3661 | 6684.9793 | 6344.5925 | 6004.2057 | 5663.8189 | 5323.4321 | 4983.0453 | 4642.6585 | 4302.2717 | 3961.8849 | 3621.4981 | 3281.1113 | 2940.7245 | 2813.0795 | 1992.4344 | 1992.4344 | 1992.4343 | 1992.4344 | 1992.4345 | 1992.4345 | 1992.4344 | 1992.4343 | 1992.4342 | 1992.4343 | 1992.4346 | 1992.4348
Taxable Income (Loss) |  | -20544.4977 | -36744.2563 | -21087.3091 | -11685.3275 | -11590.6938 | -4180.4151 | 2534.0163 | 2693.1921 | 2858.9972 | 3117.3959 | 3405.316 | 3742.6368 | 4105.6906 | 4283.6798 | 4466.3342 | 4568.988 | 4839.578 | 5169.7721 | 5631.1236 | 5555.457 | 0 | 0 | 0 | 0 | 0 | 0 | 0 | 0 | 0 | 0 | 0
Loss Suspended (Re-Used) |  | 0 | 0 | 0 | 0 | 0 | 0 | 0 | 0 | 0 | 0 | 0 | 0 | 0 | 0 | 0 | 0 | 0 | 0 | 0 | 0 | 0 | 0 | 0 | 0 | 0 | 0 | 0 | 0 | 0 | 0 | 0
EWC
Beginning Basis |  | 0 | 1068.0559 | 672.6571 | 434.0425 | 289.4985 | 144.9544 | 70.9633 | 67.525 | 64.0868 | 60.6485 | 57.2103 | 53.772 | 50.3338 | 46.8955 | 43.4573 | 40.019 | 36.5808 | 33.1425 | 29.7043 | 28.4149 | 20.1256 | 20.1256 | 20.1256 | 20.1256 | 20.1256 | 20.1256 | 20.1256 | 20.1256 | 20.1256 | 20.1256 | 20.1256
Beginning Capital Account |  | 0 | 686.1807 | 300.2205 | 72.2966 | -60.5506 | -192.3386 | -250.1095 | -238.8307 | -225.9272 | -211.3274 | -194.3118 | -174.6189 | -151.7796 | -125.5775 | -97.2577 | -66.7337 | -34.489 | 0.69332 | 29.7043 | 28.4149 | 20.1256 | 20.1256 | 20.1256 | 20.1256 | 20.1256 | 20.1256 | 20.1256 | 20.1256 | 20.1256 | 20.1256 | 20.1256
Carry-over Basis of Contributed Property
Initial Equity |  | 1 2002: 913.7307
Additional Equity |  | 0 | 0 | 0 | 0 | 0 | 0 | 0 | 0 | 0 | 0 | 0 | 0 | 0 | 0 | 0 | 0 | 0 | 0 | 0 | 0 | 0 | 0 | 0 | 0 | 0 | 0 | 0 | 0 | 0 | 0 | 0
Positive Capital Account Adjustments |  | 110.2072 | 110.2072 | 110.2072 | 110.2072 | 110.2072 | 110.2072 | 110.2072 | 110.2072 | 110.2072 | 110.2072 | 110.2072 | 110.2072 | 110.2072 | 110.2072 | 110.2072 | 110.2072 | 110.2072 | 110.2072 | 110.2072 | 110.2072 | 0 | 0 | 0 | 0 | 0 | 0 | 0 | 0 | 0 | 0 | 0
Negative Capital Account Adjustments |  | -337.7571 | -496.1674 | -338.131 | -243.0544 | -241.9951 | -167.978 | -98.9284 | -97.3037 | -95.6073 | -93.1916 | -90.5142 | -87.3678 | -84.0051 | -81.8874 | -79.6832 | -77.9624 | -75.0248 | -81.1962 | -111.4965 | -118.4965 | 0 | 0 | 0 | 0 | 0 | 0 | 0 | 0 | 0 | 0 | 0
Ending Capital Account |  | 686.1807 | 300.2205 | 72.2966 | -60.5506 | -192.3386 | -250.1095 | -238.8307 | -225.9272 | -211.3274 | -194.3118 | -174.6189 | -151.7796 | -125.5775 | -97.2577 | -66.7337 | -34.489 | 0.69332 | 29.7043 | 28.4149 | 20.1256 | 20.1256 | 20.1256 | 20.1256 | 20.1256 | 20.1256 | 20.1256 | 20.1256 | 20.1256 | 20.1256 | 20.1256 | 20.1256
Share of Total NonRecourse Debt |  | 381.8752 | 372.4367 | 361.7459 | 350.0491 | 337.2931 | 321.0728 | 306.3558 | 290.014 | 271.9759 | 251.5221 | 228.3909 | 202.1133 | 172.473 | 140.715 | 106.7528 | 71.0698 | 32.4492 | 0 | 0 | 0 | 0 | 0 | 0 | 0 | 0 | 0 | 0 | 0 | 0 | 0 | 0
Total Ending Basis |  | 1068.0559 | 672.6571 | 434.0425 | 289.4985 | 144.9544 | 70.9633 | 67.525 | 64.0868 | 60.6485 | 57.2103 | 53.772 | 50.3338 | 46.8955 | 43.4573 | 40.019 | 36.5808 | 33.1425 | 29.7043 | 28.4149 | 20.1256 | 20.1256 | 20.1256 | 20.1256 | 20.1256 | 20.1256 | 20.1256 | 20.1256 | 20.1256 | 20.1256 | 20.1256 | 20.1256
Taxable Income (Loss) |  | -207.5202 | -371.1541 | -213.0031 | -118.0336 | -117.0777 | -42.2264 | 25.5961 | 27.204 | 28.8788 | 31.4888 | 34.3971 | 37.8044 | 41.4716 | 43.2695 | 45.1145 | 46.1514 | 48.8846 | 52.2199 | 56.88 | 56.1157 | 0 | 0 | 0 | 0 | 0 | 0 | 0 | 0 | 0 | 0 | 0
Loss Suspended (Re-Used) |  | 0 | 0 | 0 | 0 | 0 | 0 | 0 | 0 | 0 | 0 | 0 | 0 | 0 | 0 | 0 | 0 | 0 | 0 | 0 | 0 | 0 | 0 | 0 | 0 | 0 | 0 | 0 | 0 | 0 | 0 | 0
TOTAL BASIS
Beginning Basis |  | 0 | 106805.5935 | 67265.7129 | 43404.2545 | 28949.8495 | 14495.4444 | 7096.3294 | 6752.5043 | 6408.6793 | 6064.8542 | 5721.0292 | 5377.2041 | 5033.3791 | 4689.554 | 4345.729 | 4001.9039 | 3658.0789 | 3314.2539 | 2970.4288 | 2841.4944 | 2012.56 | 2012.5599 | 2012.56 | 2012.5601 | 2012.5601 | 2012.56 | 2012.5599 | 2012.5598 | 2012.56 | 2012.5603 | 2012.5604
Beginning Capital Account |  | 0 | 68618.0731 | 30022.0454 | 7229.6636 | -6055.0637 | -19233.8609 | -25010.9461 | -23883.0718 | -22592.7247 | -21132.738 | -19431.1798 | -17461.888 | -15177.9551 | -12557.7505 | -9725.7723 | -6673.374 | -3448.8995 | 69.3324 | 2970.4288 | 2841.4944 | 2012.56 | 2012.5599 | 2012.56 | 2012.5601 | 2012.5601 | 2012.56 | 2012.5599 | 2012.5598 | 2012.56 | 2012.5603 | 2012.5604
Carry-over Basis of Contributed Property
Initial Equity |  | 1 2002: 91373.0666
Additional Equity |  | 0 | 0 | 0 | 0 | 0 | 0 | 0 | 0 | 0 | 0 | 0 | 0 | 0 | 0 | 0 | 0 | 0 | 0 | 0 | 0 | 0 | 0 | 0 | 0 | 0 | 0 | 0 | 0 | 0 | 0 | 0
Positive Capital Account Adjustments |  | 11020.7151 | 11020.7151 | 11020.7151 | 11020.7151 | 11020.7151 | 11020.7151 | 11020.7151 | 11020.7151 | 11020.7151 | 11020.7151 | 11020.7151 | 11020.7151 | 11020.7151 | 11020.7151 | 11020.7151 | 11020.7151 | 11020.7151 | 11020.7151 | 11020.7151 | 11020.7151 | 0 | 0 | 0 | 0 | 0 | 0 | 0 | 0 | 0 | 0 | 0
Negative Capital Account Adjustments |  | -33775.7086 | -49616.7428 | -33813.097 | -24305.4424 | -24199.5123 | -16797.8003 | -9892.8408 | -9730.368 | -9560.7284 | -9319.157 | -9051.4233 | -8736.7822 | -8400.5105 | -8188.7369 | -7968.3168 | -7796.2406 | -7502.4832 | -8119.6187 | -11149.6495 | -11849.6495 | 0 | 0 | 0 | 0 | 0 | 0 | 0 | 0 | 0 | 0 | 0
Ending Capital Account |  | 68618.0731 | 30022.0454 | 7229.6636 | -6055.0637 | -19233.8609 | -25010.9461 | -23883.0718 | -22592.7247 | -21132.7379 | -19431.1799 | -17461.888 | -15177.9551 | -12557.7505 | -9725.7723 | -6673.374 | -3448.8996 | 69.3324 | 2970.4288 | 2841.4944 | 2012.56 | 2012.56 | 2012.5599 | 2012.56 | 2012.5601 | 2012.5601 | 2012.56 | 2012.5599 | 2012.5598 | 2012.56 | 2012.5603 | 2012.5604
Total NonRecourse Debt |  | 38187.5204 | 37243.6675 | 36174.591 | 35004.9132 | 33729.3053 | 32107.2755 | 30635.5761 | 29001.404 | 27197.5922 | 25152.209 | 22839.0921 | 20211.3342 | 17247.3046 | 14071.5013 | 10675.2779 | 7106.9784 | 3244.9214 | 0 | 0 | 0 | 0 | 0 | 0 | 0 | 0 | 0 | 0 | 0 | 0 | 0 | 0
Total Ending Basis |  | 106805.5935 | 67265.7129 | 43404.2545 | 28949.8495 | 14495.4444 | 7096.3294 | 6752.5043 | 6408.6793 | 6064.8542 | 5721.0292 | 5377.2041 | 5033.3791 | 4689.554 | 4345.729 | 4001.9039 | 3658.0789 | 3314.2538 | 2970.4288 | 2841.4944 | 2012.56 | 2012.56 | 2012.5599 | 2012.56 | 2012.5601 | 2012.5601 | 2012.56 | 2012.5599 | 2012.5598 | 2012.56 | 2012.5603 | 2012.5604
Outside Sharing Ratio - Tax Income |  | 0.99 | 0.99 | 0.99 | 0.99 | 0.99 | 0.99 | 0.99 | 0.99 | 0.99 | 0.99 | 0.99 | 0.99 | 0.99 | 0.99 | 0.99 | 0.99 | 0.99 | 0.99 | 0.99 | 0.99 | 0.99 | 0.99 | 0.99 | 0.99 | 0.99 | 0.99 | 0.99 | 0.99 | 0.99 | 0.99 | 0 | 0 | 0 | 0 | 0 | 0
EWC Sharing Ratio - Tax Income |  | 0.01 | 0.01 | 0.01 | 0.01 | 0.01 | 0.01 | 0.01 | 0.01 | 0.01 | 0.01 | 0.01 | 0.01 | 0.01 | 0.01 | 0.01 | 0.01 | 0.01 | 0.01 | 0.01 | 0.01 | 0.01 | 0.01 | 0.01 | 0.01 | 0.01 | 0.01 | 0.01 | 0.01 | 0.01 | 0.01 | 0 | 0 | 0 | 0 | 0 | 0
Min Gain
Total Nonrecourse Debt |  | 38187.5204 | 37243.6675 | 36174.591 | 35004.9132 | 33729.3053 | 32107.2755 | 30635.5761 | 29001.404 | 27197.5922 | 25152.209 | 22839.0921 | 20211.3342 | 17247.3046 | 14071.5013 | 10675.2779 | 7106.9784 | 3244.9214 | 0 | 0 | 0 | 0 | 0 | 0 | 0 | 0 | 0 | 0 | 0 | 0 | 0 | 0 | 0 | 0 | 0 | 0
Total Basis |  | 106805.5935 | 67265.7129 | 43404.2545 | 28949.8495 | 14495.4444 | 7096.3294 | 6752.5043 | 6408.6793 | 6064.8542 | 5721.0292 | 5377.2041 | 5033.3791 | 4689.554 | 4345.729 | 4001.9039 | 3658.0789 | 3314.2538 | 2970.4288 | 2841.4944 | 2012.56 | 2012.56 | 2012.5599 | 2012.56 | 2012.5601 | 2012.5601 | 2012.56 | 2012.5599 | 2012.5598 | 2012.56 | 2012.5603 | 2012.5604 | 0 | 0 | 0 | 0
Total Minimum Gain |  | 0 | 0 | 0 | 6055.0637 | 19233.8609 | 25010.9461 | 23883.0718 | 22592.7247 | 21132.7379 | 19431.1799 | 17461.888 | 15177.9551 | 12557.7505 | 9725.7723 | 6673.374 | 3448.8996 | 0 | 0 | 0 | 0 | 0 | 0 | 0 | 0 | 0 | 0 | 0 | 0 | 0 | 0 | 0 | 0 | 0 | 0 | 0
Change in Min Gain |  | 0 | 0 | 0 | 6055.0637 | 13178.7972 | 5777.0852 | -1127.8743 | -1290.3471 | -1459.9867 | -1701.5581 | -1969.2918 | -2283.9329 | -2620.2046 | -2831.9782 | -3052.3983 | -3224.4744 | -3448.8996 | 0 | 0 | 0 | 0 | 0 | 0 | 0 | 0 | 0 | 0 | 0 | 0 | 0 | 0 | 0 | 0 | 0 | 0
Non Recourse Deduction | Sum
Oustide non recourse deductions | 24760.8367 | 0 | 0 | 0 | 5994.5131 | 13047.0092 | 5719.3144 | 0 | 0 | 0 | 0 | 0 | 0 | 0 | 0 | 0 | 0 | 0 | 0 | 0 | 0 | 0 | 0 | 0 | 0 | 0 | 0 | 0 | 0 | 0 | 0 | 0 | 0 | 0 | 0 | 0
EWC non recourse deductions | 250.1095 | 0 | 0 | 0 | 60.5506 | 131.788 | 57.7709 | 0 | 0 | 0 | 0 | 0 | 0 | 0 | 0 | 0 | 0 | 0 | 0 | 0 | 0 | 0 | 0 | 0 | 0 | 0 | 0 | 0 | 0 | 0 | 0 | 0 | 0 | 0 | 0 | 0
Chargeback
Outside | 24760.8367 | 0 | 0 | 0 | 0 | 0 | 0 | 1116.5956 | 1277.4436 | 1445.3869 | 1684.5425 | 1949.5989 | 2261.0936 | 2594.0026 | 2803.6584 | 3021.8743 | 3192.2297 | 3414.4106 | 0 | 0 | 0 | 0 | 0 | 0 | 0 | 0 | 0 | 0 | 0 | 0 | 0 | 0 | 0 | 0 | 0 | 0
EWC | 250.1095 | 0 | 0 | 0 | 0 | 0 | 0 | 11.2787 | 12.9035 | 14.5999 | 17.0156 | 19.6929 | 22.8393 | 26.202 | 28.3198 | 30.524 | 32.2447 | 34.489 | 0 | 0 | 0 | 0 | 0 | 0 | 0 | 0 | 0 | 0 | 0 | 0 | 0 | 0 | 0 | 0 | 0 | 0
Balance of Min Gain
Outside |  | 0 | 0 | 0 | 5994.5131 | 19041.5223 | 24760.8367 | 23644.2411 | 22366.7974 | 20921.4106 | 19236.8681 | 17287.2691 | 15026.1756 | 12432.173 | 9628.5146 | 6606.6403 | 3414.4106 | 0 | 0 | 0 | 0 | 0 | 0 | 0 | 0 | 0 | 0 | 0 | 0 | 0 | 0 | 0 | 0 | 0 | 0 | 0
EWC |  | 0 | 0 | 0 | 60.5506 | 192.3386 | 250.1095 | 238.8307 | 225.9272 | 211.3274 | 194.3118 | 174.6189 | 151.7796 | 125.5775 | 97.2577 | 66.7337 | 34.489 | 0 | 0 | 0 | 0 | 0 | 0 | 0 | 0 | 0 | 0 | 0 | 0 | 0 | 0 | 0 | 0 | 0 | 0 | 0
Chargeback % |  | 0 | 0 | 0 | 0.99 | 0.99 | 0.99 | 0.99 | 0.99 | 0.99 | 0.99 | 0.99 | 0.99 | 0.99 | 0.99 | 0.99 | 0.99 | 0 | 0 | 0 | 0 | 0 | 0 | 0 | 0 | 0 | 0 | 0 | 0 | 0 | 0 | 0 | 0 | 0 | 0 | 0
Chargeback % |  | 0 | 0 | 0 | 0.01 | 0.01 | 0.01 | 0.01 | 0.01 | 0.01 | 0.01 | 0.01 | 0.01 | 0.01 | 0.01 | 0.01 | 0.01 | 0 | 0 | 0 | 0 | 0 | 0 | 0 | 0 | 0 | 0 | 0 | 0 | 0 | 0 | 0 | 0 | 0 | 0 | 0
Amount of Chargeback Income (Sharing Ratios)
Outside | 49521.6733 | 0 | 0 | 0 | 5994.5131 | 13047.0092 | 5719.3144 | 1116.5956 | 1277.4436 | 1445.3869 | 1684.5425 | 1949.5989 | 2261.0936 | 2594.0026 | 2803.6584 | 3021.8743 | 3192.2297 | 3414.4106 | 0 | 0 | 0 | 0 | 0 | 0 | 0 | 0 | 0 | 0 | 0 | 0 | 0 | 0 | 0 | 0 | 0 | 0
EWC | 500.2189 | 0 | 0 | 0 | 60.5506 | 131.788 | 57.7709 | 11.2787 | 12.9035 | 14.5999 | 17.0156 | 19.6929 | 22.8393 | 26.202 | 28.3198 | 30.524 | 32.2447 | 34.489 | 0 | 0 | 0 | 0 | 0 | 0 | 0 | 0 | 0 | 0 | 0 | 0 | 0 | 0 | 0 | 0 | 0 | 0
Net Min Gain Adjustment
Outside | 0 | 0 | 0 | 0 | 0 | 0 | 0 | 0 | 0 | 0 | 0 | 0 | 0 | 0 | 0 | 0 | 0 | 0 | 0 | 0 | 0 | 0 | 0 | 0 | 0 | 0 | 0 | 0 | 0 | 0 | 0 | 0 | 0 | 0 | 0 | 0
EWC | 0 | 0 | 0 | 0 | 0 | 0 | 0 | 0 | 0 | 0 | 0 | 0 | 0 | 0 | 0 | 0 | 0 | 0 | 0 | 0 | 0 | 0 | 0 | 0 | 0 | 0 | 0 | 0 | 0 | 0 | 0 | 0 | 0 | 0 | 0 | 0
0
Note on B19: Eddie Moses: If Income and Beginning Basis are both (+) then re-use suspended losses up to the amount of Basis If both are (-) then suspend all the losses If Income (-) and Basis (+) then if ABS(Income) < Basis then 0 else if ABS(Income) > Basis suspend any losses exceeding the Basis If Income (+) and Basis (-) then 0
Note on B37: Eddie Moses: If Income and Beginning Basis are both (+) then re-use suspended losses up to the amount of Basis If both are (-) then suspend all the losses If Income (-) and Basis (+) then if ABS(Income) < Basis then 0 else if ABS(Income) > Basis suspend any losses exceeding the Basis If Income (+) and Basis (-) then 0

## Outside
Sweetwater 129.00MW Project |  |  | 1 | 2 | 3 | 4 | 5 | 6 | 7 | 8 | 9 | 10 | 11 | 12 | 13 | 14 | 15 | 16 | 17 | 18 | 19 | 20 | 21 | 22 | 23 | 24 | 25 | 26 | 27 | 28 | 29 | 30 | 31
Outside Equity Return |  |  | 2002 | 2003 | 2004 | 2005 | 2006 | 2007 | 2008 | 2009 | 2010 | 2011 | 2012 | 2013 | 2014 | 2015 | 2016 | 2017 | 2018 | 2019 | 2020 | 2021 | 2022 | 2023 | 2024 | 2025 | 2026 | 2027 | 2028 | 2029 | 2030 | 2031 | 2032
TOTAL INCOME TAX
Taxable Income (Loss) |  |  | -20544.4977 | -36744.2563 | -21087.3091 | -11685.3275 | -11590.6938 | -4180.4151 | 2534.0163 | 2693.1921 | 2858.9972 | 3117.3959 | 3405.316 | 3742.6368 | 4105.6906 | 4283.6798 | 4466.3342 | 4568.988 | 4839.578 | 5169.7721 | 5631.1236 | 5555.457 | 0 | 0 | 0 | 0 | 0 | 0 | 0 | 0 | 0 | 0 | 0
Loss Suspended (Re-Used) |  |  | 0 | 0 | 0 | 0 | 0 | 0 | 0 | 0 | 0 | 0 | 0 | 0 | 0 | 0 | 0 | 0 | 0 | 0 | 0 | 0 | 0 | 0 | 0 | 0 | 0 | 0 | 0 | 0 | 0 | 0 | 0
Total Taxable Income |  |  | -20544.4977 | -36744.2563 | -21087.3091 | -11685.3275 | -11590.6938 | -4180.4151 | 2534.0163 | 2693.1921 | 2858.9972 | 3117.3959 | 3405.316 | 3742.6368 | 4105.6906 | 4283.6798 | 4466.3342 | 4568.988 | 4839.578 | 5169.7721 | 5631.1236 | 5555.457 | 0 | 0 | 0 | 0 | 0 | 0 | 0 | 0 | 0 | 0 | 0
Effective Tax Rate |  |  | 39.55% | 39.55% | 39.55% | 39.55% | 39.55% | 39.55% | 39.55% | 39.55% | 39.55% | 39.55% | 39.55% | 39.55% | 39.55% | 39.55% | 39.55% | 39.55% | 39.55% | 39.55% | 39.55% | 39.55% | 39.55% | 39.55% | 39.55% | 39.55% | 39.55% | 39.55% | 39.55% | 39.55% | 39.55% | 39.55% | 35%
Total Income Tax Benefit (PMT) |  |  | 8125.3488 | 14532.3534 | 8340.0308 | 4621.547 | 4584.1194 | 1653.3542 | -1002.2035 | -1065.1575 | -1130.7334 | -1232.9301 | -1346.8025 | -1480.2129 | -1623.8006 | -1694.1954 | -1766.4352 | -1807.0348 | -1914.0531 | -2044.6449 | -2227.1094 | -2197.1833 | 0 | 0 | 0 | 0 | 0 | 0 | 0 | 0 | 0 | 0 | 0
PTC
Total PTC |  |  | 8441.3988 | 8441.3988 | 8441.3988 | 8910.3654 | 8910.3654 | 8910.3654 | 9379.332 | 9379.332 | 9848.2986 | 9848.2986 | 0 | 0 | 0 | 0 | 0 | 0 | 0 | 0 | 0 | 0 | 0 | 0 | 0 | 0 | 0 | 0 | 0 | 0 | 0 | 0 | 0
Sharing Ratio - Tax Income |  |  | 99% | 99% | 99% | 99% | 99% | 99% | 99% | 99% | 99% | 99% | 99% | 99% | 99% | 99% | 99% | 99% | 99% | 99% | 99% | 99% | 99% | 99% | 99% | 99% | 99% | 99% | 99% | 99% | 99% | 99% | 0%
Share of PTC |  |  | 8356.9848 | 8356.9848 | 8356.9848 | 8821.2617 | 8821.2617 | 8821.2617 | 9285.5387 | 9285.5387 | 9749.8156 | 9749.8156 | 0 | 0 | 0 | 0 | 0 | 0 | 0 | 0 | 0 | 0 | 0 | 0 | 0 | 0 | 0 | 0 | 0 | 0 | 0 | 0 | 0
ANNUAL RETURN
INITIAL EQUITY |  | -90459.336
ADDITIONAL EQUITY |  |  | 0 | 0 | 0 | 0 | 0 | 0 | 0 | 0 | 0 | 0 | 0 | 0 | 0 | 0 | 0 | 0 | 0 | 0 | 0 | 0 | 0 | 0 | 0 | 0 | 0 | 0 | 0 | 0 | 0 | 0 | 0
CASH DISTRIBUTION |  |  | 1982.9459 | 1465.8111 | 1477.1489 | 1466.5525 | 1456.3154 | 1538.8992 | 1417.4207 | 1415.7485 | 1413.6103 | 1432.8534 | 1455.7171 | 1481.5433 | 1511.6881 | 1480.0214 | 1444.4598 | 1376.7583 | 1356.5284 | 2297.6867 | 5758.7687 | 6376.1021 | 0 | 0 | 0 | 0 | 0 | 0 | 0 | 0 | 0 | 0 | 0
TOTAL INCOME TAX BENEFIT (PMT) |  |  | 8125.3488 | 14532.3534 | 8340.0308 | 4621.547 | 4584.1194 | 1653.3542 | -1002.2035 | -1065.1575 | -1130.7334 | -1232.9301 | -1346.8025 | -1480.2129 | -1623.8006 | -1694.1954 | -1766.4352 | -1807.0348 | -1914.0531 | -2044.6449 | -2227.1094 | -2197.1833 | 0 | 0 | 0 | 0 | 0 | 0 | 0 | 0 | 0 | 0 | 0
TAX CREDIT- PTC |  |  | 8356.9848 | 8356.9848 | 8356.9848 | 8821.2617 | 8821.2617 | 8821.2617 | 9285.5387 | 9285.5387 | 9749.8156 | 9749.8156 | 0 | 0 | 0 | 0 | 0 | 0 | 0 | 0 | 0 | 0 | 0 | 0 | 0 | 0 | 0 | 0 | 0 | 0 | 0 | 0 | 0
TOTAL PRE-TAX CASH FLOW |  | -90459.336 | 1982.9459 | 1465.8111 | 1477.1489 | 1466.5525 | 1456.3154 | 1538.8992 | 1417.4207 | 1415.7485 | 1413.6103 | 1432.8534 | 1455.7171 | 1481.5433 | 1511.6881 | 1480.0214 | 1444.4598 | 1376.7583 | 1356.5284 | 2297.6867 | 5758.7687 | 6376.1021 | 0 | 0 | 0 | 0 | 0 | 0 | 0 | 0 | 0 | 0 | 0
CUMULATIVE P-T CASH FLOW |  | -90459.336 | -88476.3901 | -87010.579 | -85533.43 | -84066.8775 | -82610.5622 | -81071.6629 | -79654.2422 | -78238.4937 | -76824.8835 | -75392.03 | -73936.3129 | -72454.7697 | -70943.0816 | -69463.0603 | -68018.6004 | -66641.8421 | -65285.3138 | -62987.627 | -57228.8583 | -50852.7563 | -50852.7563 | -50852.7563 | -50852.7563 | -50852.7563 | -50852.7563 | -50852.7563 | -50852.7563 | -50852.7563 | -50852.7563 | -50852.7563 | -50852.7563
TOTAL AFTER-TAX CASH FLOW |  | -90459.336 | 18465.2795 | 24355.1493 | 18174.1645 | 14909.3613 | 14861.6966 | 12013.5152 | 9700.7559 | 9636.1297 | 10032.6925 | 9949.7389 | 108.9146 | 1.3304 | -112.1126 | -214.174 | -321.9753 | -430.2765 | -557.5247 | 253.0418 | 3531.6593 | 4178.9188 | 0 | 0 | 0 | 0 | 0 | 0 | 0 | 0 | 0 | 0 | 0
CUMULATIVE A-T CASH FLOW |  | -90459.336 | -71994.0564 | -47638.9071 | -29464.7426 | -14555.3814 | 306.3152 | 12319.8303 | 22020.5863 | 31656.7159 | 41689.4085 | 51639.1474 | 51748.062 | 51749.3924 | 51637.2799 | 51423.1059 | 51101.1305 | 50670.8541 | 50113.3293 | 50366.3712 | 53898.0305 | 58076.9493 | 58076.9493 | 58076.9493 | 58076.9493 | 58076.9493 | 58076.9493 | 58076.9493 | 58076.9493 | 58076.9493 | 58076.9493 | 58076.9493 | 58076.9493
ANNUAL RESULTS |  | AFTER TAX
|  | IRR | 1 2002: NPV
12.5%
| 10 YEAR | 11.18% | 1 2002: -3562.8443
| 20 YEAR | 11.4% | 1 2002: -3053.965
| 30 YEAR | 11.4% | 1 2002: -3053.965
PRE TAX
| 10 YEAR | -24.28% | 1 2002: -72812.4915
| 20 YEAR | -5.822% | 1 2002: -69697.5016
| 30 YEAR | -5.822% | 1 2002: -69697.5016
QUARTERLY CASHFLOW DATES |  | AFTER TAX
|  | 2002-01-01 | 2002-04-01 | 2003-04-01 | 2004-04-01 | 2005-04-01 | 2006-04-01 | 2007-04-01 | 2008-04-01 | 2009-04-01 | 2010-04-01 | 2011-04-01 | 2012-04-01 | 2013-04-01 | 2014-04-01 | 2015-04-01 | 2016-04-01 | 2017-04-01 | 2018-04-01 | 2019-04-01 | 2020-04-01 | 2021-04-01 | 2022-04-01 | 2023-04-01 | 2024-04-01 | 2025-04-01 | 2026-04-01 | 2027-04-01 | 2028-04-01 | 2029-04-01 | 2030-04-01 | 2031-04-01 | 2032-04-01
|  | 2002-01-01 | 2002-07-02 | 2003-07-01 | 2004-07-01 | 2005-07-01 | 2006-07-01 | 2007-07-01 | 2008-07-01 | 2009-07-01 | 2010-07-01 | 2011-07-01 | 2012-07-01 | 2013-07-01 | 2014-07-01 | 2015-07-01 | 2016-07-01 | 2017-07-01 | 2018-07-01 | 2019-07-01 | 2020-07-01 | 2021-07-01 | 2022-07-01 | 2023-07-01 | 2024-07-01 | 2025-07-01 | 2026-07-01 | 2027-07-01 | 2028-07-01 | 2029-07-01 | 2030-07-01 | 2031-07-01 | 2032-07-01
|  | 2002-01-01 | 2002-09-30 | 2003-10-01 | 2004-10-01 | 2005-10-01 | 2006-10-01 | 2007-10-01 | 2008-10-01 | 2009-10-01 | 2010-10-01 | 2011-10-01 | 2012-10-01 | 2013-10-01 | 2014-10-01 | 2015-10-01 | 2016-10-01 | 2017-10-01 | 2018-10-01 | 2019-10-01 | 2020-10-01 | 2021-10-01 | 2022-10-01 | 2023-10-01 | 2024-10-01 | 2025-10-01 | 2026-10-01 | 2027-10-01 | 2028-10-01 | 2029-10-01 | 2030-10-01 | 2031-10-01 | 2032-10-01
|  | 2002-01-01 | 2003-01-01 | 2004-01-01 | 2005-01-01 | 2006-01-01 | 2007-01-01 | 2008-01-01 | 2009-01-01 | 2010-01-01 | 2011-01-01 | 2012-01-01 | 2013-01-01 | 2014-01-01 | 2015-01-01 | 2016-01-01 | 2017-01-01 | 2018-01-01 | 2019-01-01 | 2020-01-01 | 2021-01-01 | 2022-01-01 | 2023-01-01 | 2024-01-01 | 2025-01-01 | 2026-01-01 | 2027-01-01 | 2028-01-01 | 2029-01-01 | 2030-01-01 | 2031-01-01 | 2032-01-01 | 2033-01-01
PRE TAX | 2002-01-01 | 2002-01-01 | 2002-12-30 | 2003-12-30 | 2004-12-30 | 2005-12-30 | 2006-12-30 | 2007-12-30 | 2008-12-30 | 2009-12-30 | 2010-12-30 | 2011-12-30 | 2012-12-30 | 2013-12-30 | 2014-12-30 | 2015-12-30 | 2016-12-30 | 2017-12-30 | 2018-12-30 | 2019-12-30 | 2020-12-30 | 2021-12-30 | 2022-12-30 | 2023-12-30 | 2024-12-30 | 2025-12-30 | 2026-12-30 | 2027-12-30 | 2028-12-30 | 2029-12-30 | 2030-12-30 | 2031-12-30 | 2032-12-30
QUARTERLY CASHFLOW VALUES |  | 2002-01-01: AFTER TAX
|  | -90459.336 | 4120.5834 | 5722.3345 | 4174.2539 | 3360.7022 | 3351.3453 | 2618.654 | 2070.8338 | 2055.0953 | 2154.7706 | 2129.2214 | -336.7006 | -370.0532 | -405.9502 | -423.5488 | -441.6088 | -451.7587 | -478.5133 | -511.1612 | -556.7773 | -549.2958 | 0 | 0 | 0 | 0 | 0 | 0 | 0 | 0 | 0 | 0 | 0
|  | 0 | 4120.5834 | 5722.3345 | 4174.2539 | 3360.7022 | 3351.3453 | 2618.654 | 2070.8338 | 2055.0953 | 2154.7706 | 2129.2214 | -336.7006 | -370.0532 | -405.9502 | -423.5488 | -441.6088 | -451.7587 | -478.5133 | -511.1612 | -556.7773 | -549.2958 | 0 | 0 | 0 | 0 | 0 | 0 | 0 | 0 | 0 | 0 | 0
|  | 0 | 4120.5834 | 5722.3345 | 4174.2539 | 3360.7022 | 3351.3453 | 2618.654 | 2070.8338 | 2055.0953 | 2154.7706 | 2129.2214 | -336.7006 | -370.0532 | -405.9502 | -423.5488 | -441.6088 | -451.7587 | -478.5133 | -511.1612 | -556.7773 | -549.2958 | 0 | 0 | 0 | 0 | 0 | 0 | 0 | 0 | 0 | 0 | 0
|  | 0 | 4120.5834 | 5722.3345 | 4174.2539 | 3360.7022 | 3351.3453 | 2618.654 | 2070.8338 | 2055.0953 | 2154.7706 | 2129.2214 | -336.7006 | -370.0532 | -405.9502 | -423.5488 | -441.6088 | -451.7587 | -478.5133 | -511.1612 | -556.7773 | -549.2958 | 0 | 0 | 0 | 0 | 0 | 0 | 0 | 0 | 0 | 0 | 0
PRE TAX | -90459.336 | 0 | 1982.9459 | 1465.8111 | 1477.1489 | 1466.5525 | 1456.3154 | 1538.8992 | 1417.4207 | 1415.7485 | 1413.6103 | 1432.8534 | 1455.7171 | 1481.5433 | 1511.6881 | 1480.0214 | 1444.4598 | 1376.7583 | 1356.5284 | 2297.6867 | 5758.7687 | 6376.1021 | 0 | 0 | 0 | 0 | 0 | 0 | 0 | 0 | 0 | 0 | 0
ANNUAL TOTAL |  |  | 18465.2795 | 24355.1493 | 18174.1645 | 14909.3613 | 14861.6966 | 12013.5152 | 9700.7559 | 9636.1297 | 10032.6925 | 9949.7389 | 108.9146 | 1.3304 | -112.1126 | -214.174 | -321.9753 | -430.2765 | -557.5247 | 253.0418 | 3531.6593 | 4178.9188 | 0 | 0 | 0 | 0 | 0 | 0 | 0 | 0 | 0 | 0 | 0
QUARTERLY RESULTS |  | 2002-01-01: AFTER TAX
|  | IRR | NPV | PV Cashflow
|  |  | 12.5% | 12.5%
| 10 YEAR | 2002-01-01: 12.34%; 2003-01-01: -438.9673; 2004-01-01: 90020.3687
| 20 YEAR | 2002-01-01: 12.5%; 2003-01-01: -6.2781e-07; 2004-01-01: 90459.336
| 30 YEAR | 2002-01-01: 12.5%; 2003-01-01: -6.2781e-07; 2004-01-01: 90459.336
PRE TAX
| 10 YEAR | 2002-01-01: -24.28%; 2003-01-01: -81911.0311; 2004-01-01: 8548.3048
| 20 YEAR | 2002-01-01: -5.82%; 2003-01-01: -78408.8795; 2004-01-01: 12050.4565
| 30 YEAR | 2002-01-01: -5.82%; 2003-01-01: -78408.8795; 2004-01-01: 12050.4565
ANNUAL PAYMENT PARAMETERS
ADDITIONAL EQUITY | 0 | bar: 2002-01-01
CASH DISTRIBUTION | 0 | bar: 2002-01-01
TOTAL INCOME TAX BENEFIT (PMT) | 0.25 | 2002-01-01: 0
TAX CREDIT- PTC | 0.25 | 2002-01-01: 0
OUTSIDE BOOK INCOME EFFECT
OPERATING REVENUES |  |  | 10910.5079 | 10910.5079 | 10910.5079 | 10910.5079 | 10910.5079 | 10910.5079 | 10910.5079 | 10910.5079 | 10910.5079 | 10910.5079 | 10910.5079 | 10910.5079 | 10910.5079 | 10910.5079 | 10910.5079 | 10910.5079 | 10910.5079 | 10910.5079 | 10910.5079 | 10910.5079 | 0 | 0 | 0 | 0 | 0 | 0 | 0 | 0 | 0 | 0
LESS: OPERATING EXPENSES |  |  | 1686.1178 | 3556.9092 | 3579.7598 | 3593.5245 | 3599.591 | 4400.236 | 4799.7894 | 4779.3819 | 4758.5379 | 4661.9421 | 4551.7833 | 4430.3384 | 4297.1124 | 4379.7747 | 4477.3636 | 4684.0033 | 4748.2187 | 4813.9603 | 4765.3471 | 4831.3539 | 0 | 0 | 0 | 0 | 0 | 0 | 0 | 0 | 0 | 0
DEPRECIATION EXPENSE |  |  | 6063.1398 | 6063.1398 | 6063.1398 | 6063.1398 | 6063.1398 | 6063.1398 | 6063.1398 | 6063.1398 | 6063.1398 | 6063.1398 | 6063.1398 | 6063.1398 | 6063.1398 | 6063.1398 | 6063.1398 | 6063.1398 | 6063.1398 | 6063.1398 | 6063.1398 | 6063.1398 | 0 | 0 | 0 | 0 | 0 | 0 | 0 | 0 | 0 | 0
AMORTIZATION EXPENSE |  |  | 340.3868 | 340.3868 | 340.3868 | 340.3868 | 340.3868 | 340.3868 | 340.3868 | 340.3868 | 340.3868 | 340.3868 | 340.3868 | 340.3868 | 340.3868 | 340.3868 | 340.3868 | 340.3868 | 340.3868 | 340.3868 | 127.645 | 127.645 | 0 | 0 | 0 | 0 | 0 | 0 | 0 | 0 | 0 | 0
INTEREST EXPENSE |  |  | 3611.1332 | 3466.7562 | 3387.2772 | 3277.85 | 3168.6461 | 3044.3847 | 2907.8165 | 2761.5453 | 2608.4907 | 2438.332 | 2251.9604 | 2027.2122 | 1789.4646 | 1520.7642 | 1232.842 | 914.8868 | 578.1988 | 209.4207 | 0 | 0 | 0 | 0 | 0 | 0 | 0 | 0 | 0 | 0 | 0 | 0
TOTAL EXPENSES |  |  | 11700.7776 | 13427.192 | 13370.5637 | 13274.9012 | 13171.7637 | 13848.1474 | 14111.1326 | 13944.4539 | 13770.5552 | 13503.8007 | 13207.2704 | 12861.0772 | 12490.1037 | 12304.0656 | 12113.7322 | 12002.4168 | 11729.9441 | 11426.9077 | 10956.132 | 11022.1388 | 0 | 0 | 0 | 0 | 0 | 0 | 0 | 0 | 0 | 0
PRE-TAX BOOK INCOME |  |  | -790.2697 | -2516.684 | -2460.0557 | -2364.3932 | -2261.2557 | -2937.6394 | -3200.6247 | -3033.9459 | -2860.0472 | -2593.2928 | -2296.7625 | -1950.5693 | -1579.5957 | -1393.5576 | -1203.2243 | -1091.9088 | -819.4362 | -516.3998 | -45.6241 | -111.6309 | 0 | 0 | 0 | 0 | 0 | 0 | 0 | 0 | 0 | 0
CURRENT TAX BENEFIT (PMT) |  |  | 8125.3488 | 14532.3534 | 8340.0308 | 4621.547 | 4584.1194 | 1653.3542 | -1002.2035 | -1065.1575 | -1130.7334 | -1232.9301 | -1346.8025 | -1480.2129 | -1623.8006 | -1694.1954 | -1766.4352 | -1807.0348 | -1914.0531 | -2044.6449 | -2227.1094 | -2197.1833 | 0 | 0 | 0 | 0 | 0 | 0 | 0 | 0 | 0 | 0
DEFERRED PORTION OF TAX EXPENSE |  |  | -7812.7972 | -13537.0048 | -7367.0787 | -3686.4295 | -3689.7928 | -491.5178 | 2268.0505 | 2265.0831 | 2261.8821 | 2258.5774 | 2255.172 | 2251.663 | 2248.5307 | 2245.3474 | 2242.3104 | 2238.8847 | 2238.1401 | 2248.881 | 2245.1537 | 2241.3333 | 0 | 0 | 0 | 0 | 0 | 0 | 0 | 0 | 0 | 0
PTC |  |  | 8356.9848 | 8356.9848 | 8356.9848 | 8821.2617 | 8821.2617 | 8821.2617 | 9285.5387 | 9285.5387 | 9749.8156 | 9749.8156 | 0 | 0 | 0 | 0 | 0 | 0 | 0 | 0 | 0 | 0 | 0 | 0 | 0 | 0 | 0 | 0 | 0 | 0 | 0 | 0
TOTAL BOOK EFFECT |  |  | 7879.2668 | 6835.6493 | 6869.8811 | 7391.986 | 7454.3327 | 7045.4587 | 7350.7611 | 7451.5184 | 8020.9171 | 8182.1701 | -1388.3929 | -1179.1191 | -954.8656 | -842.4056 | -727.3491 | -660.0589 | -495.3492 | -312.1637 | -27.5798 | -67.4809 | 0 | 0 | 0 | 0 | 0 | 0 | 0 | 0 | 0 | 0
TEMPORARY DIFFERENCE |  |  | 19754.228 | 34227.5723 | 18627.2534 | 9320.9343 | 9329.4381 | 1242.7757 | -5734.641 | -5727.138 | -5719.0444 | -5710.6887 | -5702.0785 | -5693.2061 | -5685.2863 | -5677.2374 | -5669.5584 | -5660.8968 | -5659.0141 | -5686.1719 | -5676.7477 | -5667.0879 | 0 | 0 | 0 | 0 | 0 | 0 | 0 | 0 | 0 | 0
DEFERRED PORTION OF TAX EXPENSE |  | 39.55% | -7812.7972 | -13537.0048 | -7367.0787 | -3686.4295 | -3689.7928 | -491.5178 | 2268.0505 | 2265.0831 | 2261.8821 | 2258.5774 | 2255.172 | 2251.663 | 2248.5307 | 2245.3474 | 2242.3104 | 2238.8847 | 2238.1401 | 2248.881 | 2245.1537 | 2241.3333 | 0 | 0 | 0 | 0 | 0 | 0 | 0 | 0 | 0 | 0
Note on B6: Eddie Moses: If Income and Basis are both (+) then re-use suspended losses up to the amount of Basis If both are (-) then suspend all the losses If Income (-) and Basis (+) then if ABS(Income) < Basis then 0 else if ABS(Income) > Basis suspend any losses exceeding the Basis If Income (+) and Basis (-) then 0
Note on B25: Eddie Moses: Assumes Additional Equity is an after-tax event due to PTC Monetization
Note on E47: Eddie Moses: THIS SECTION ALTERED FOR FIRST YEAR START DATE
Note on E54: Eddie Moses: THIS SECTION ALTERED FOR FIRST YEAR START DATE

## EWC
Sweetwater 129.00MW Project |  |  | 1 | 2 | 3 | 4 | 5 | 6 | 7 | 8 | 9 | 10 | 11 | 12 | 13 | 14 | 15 | 16 | 17 | 18 | 19 | 20 | 21 | 22 | 23 | 24 | 25 | 26 | 27 | 28 | 29 | 30 | 31
Enron Wind Corp Return |  |  | 2002 | 2003 | 2004 | 2005 | 2006 | 2007 | 2008 | 2009 | 2010 | 2011 | 2012 | 2013 | 2014 | 2015 | 2016 | 2017 | 2018 | 2019 | 2020 | 2021 | 2022 | 2023 | 2024 | 2025 | 2026 | 2027 | 2028 | 2029 | 2030 | 2031 | 2032
TOTAL INCOME TAX
Taxable Income (Loss) |  |  | -207.5202 | -371.1541 | -213.0031 | -118.0336 | -117.0777 | -42.2264 | 25.5961 | 27.204 | 28.8788 | 31.4888 | 34.3971 | 37.8044 | 41.4716 | 43.2695 | 45.1145 | 46.1514 | 48.8846 | 52.2199 | 56.88 | 56.1157 | 0 | 0 | 0 | 0 | 0 | 0 | 0 | 0 | 0 | 0 | 0
Loss Suspended (Re-Used) |  |  | 0 | 0 | 0 | 0 | 0 | 0 | 0 | 0 | 0 | 0 | 0 | 0 | 0 | 0 | 0 | 0 | 0 | 0 | 0 | 0 | 0 | 0 | 0 | 0 | 0 | 0 | 0 | 0 | 0 | 0 | 0
Total Taxable Income |  |  | -207.5202 | -371.1541 | -213.0031 | -118.0336 | -117.0777 | -42.2264 | 25.5961 | 27.204 | 28.8788 | 31.4888 | 34.3971 | 37.8044 | 41.4716 | 43.2695 | 45.1145 | 46.1514 | 48.8846 | 52.2199 | 56.88 | 56.1157 | 0 | 0 | 0 | 0 | 0 | 0 | 0 | 0 | 0 | 0 | 0
Effective Tax Rate |  |  | 39.55% | 39.55% | 39.55% | 39.55% | 39.55% | 39.55% | 39.55% | 39.55% | 39.55% | 39.55% | 39.55% | 39.55% | 39.55% | 39.55% | 39.55% | 39.55% | 39.55% | 39.55% | 39.55% | 39.55% | 39.55% | 39.55% | 39.55% | 39.55% | 39.55% | 39.55% | 39.55% | 39.55% | 39.55% | 39.55% | 39.55%
Total Income Tax Benefit (PMT) |  |  | 82.0742 | 146.7914 | 84.2427 | 46.6823 | 46.3042 | 16.7005 | -10.1233 | -10.7592 | -11.4215 | -12.4538 | -13.6041 | -14.9516 | -16.402 | -17.1131 | -17.8428 | -18.2529 | -19.3339 | -20.653 | -22.4961 | -22.1938 | 0 | 0 | 0 | 0 | 0 | 0 | 0 | 0 | 0 | 0 | 0
PTC
Total PTC |  |  | 8441.3988 | 8441.3988 | 8441.3988 | 8910.3654 | 8910.3654 | 8910.3654 | 9379.332 | 9379.332 | 9848.2986 | 9848.2986 | 0 | 0 | 0 | 0 | 0 | 0 | 0 | 0 | 0 | 0 | 0 | 0 | 0 | 0 | 0 | 0 | 0 | 0 | 0 | 0 | 0
Sharing Ratio - Tax Income | bar: 1 2002 to 31 2032
Share of PTC |  |  | 84.414 | 84.414 | 84.414 | 89.1037 | 89.1037 | 89.1037 | 93.7933 | 93.7933 | 98.483 | 98.483 | 0 | 0 | 0 | 0 | 0 | 0 | 0 | 0 | 0 | 0 | 0 | 0 | 0 | 0 | 0 | 0 | 0 | 0 | 0 | 0 | 0
ANNUAL RETURN
INITIAL EQUITY |  | -913.7307
ADDITIONAL EQUITY |  |  | 0 | 0 | 0 | 0 | 0 | 0 | 0 | 0 | 0 | 0 | 0 | 0 | 0 | 0 | 0 | 0 | 0 | 0 | 0 | 0 | 0 | 0 | 0 | 0 | 0 | 0 | 0 | 0 | 0 | 0 | 0
CASH DISTRIBUTION |  |  | 20.0298 | 14.8062 | 14.9207 | 14.8137 | 14.7103 | 15.5444 | 14.3174 | 14.3005 | 14.2789 | 14.4733 | 14.7042 | 14.9651 | 15.2696 | 14.9497 | 14.5905 | 13.9066 | 13.7023 | 23.209 | 58.1694 | 64.4051 | 0 | 0 | 0 | 0 | 0 | 0 | 0 | 0 | 0 | 0 | 0
TOTAL INCOME TAX BENEFIT (PMT) |  |  | 82.0742 | 146.7914 | 84.2427 | 46.6823 | 46.3042 | 16.7005 | -10.1233 | -10.7592 | -11.4215 | -12.4538 | -13.6041 | -14.9516 | -16.402 | -17.1131 | -17.8428 | -18.2529 | -19.3339 | -20.653 | -22.4961 | -22.1938 | 0 | 0 | 0 | 0 | 0 | 0 | 0 | 0 | 0 | 0 | 0
TAX CREDIT- PTC |  |  | 84.414 | 84.414 | 84.414 | 89.1037 | 89.1037 | 89.1037 | 93.7933 | 93.7933 | 98.483 | 98.483 | 0 | 0 | 0 | 0 | 0 | 0 | 0 | 0 | 0 | 0 | 0 | 0 | 0 | 0 | 0 | 0 | 0 | 0 | 0 | 0 | 0
TOTAL PRE-TAX CASH FLOW |  | -913.7307 | 20.0298 | 14.8062 | 14.9207 | 14.8137 | 14.7103 | 15.5444 | 14.3174 | 14.3005 | 14.2789 | 14.4733 | 14.7042 | 14.9651 | 15.2696 | 14.9497 | 14.5905 | 13.9066 | 13.7023 | 23.209 | 58.1694 | 64.4051 | 0 | 0 | 0 | 0 | 0 | 0 | 0 | 0 | 0 | 0 | 0
CUMULATIVE P-T CASH FLOW |  | -913.7307 | -893.7009 | -878.8947 | -863.974 | -849.1604 | -834.4501 | -818.9057 | -804.5883 | -790.2878 | -776.0089 | -761.5357 | -746.8314 | -731.8664 | -716.5968 | -701.6471 | -687.0566 | -673.1499 | -659.4476 | -636.2387 | -578.0693 | -513.6642 | -513.6642 | -513.6642 | -513.6642 | -513.6642 | -513.6642 | -513.6642 | -513.6642 | -513.6642 | -513.6642 | -513.6642 | -513.6642
TOTAL AFTER-TAX CASH FLOW |  | -913.7307 | 186.518 | 246.0116 | 183.5774 | 150.5996 | 150.1181 | 121.3486 | 97.9874 | 97.3346 | 101.3403 | 100.5024 | 1.1001 | 0.013438 | -1.1325 | -2.1634 | -3.2523 | -4.3462 | -5.6316 | 2.556 | 35.6733 | 42.2113 | 0 | 0 | 0 | 0 | 0 | 0 | 0 | 0 | 0 | 0 | 0
CUMULATIVE A-T CASH FLOW |  | -913.7307 | -727.2127 | -481.2011 | -297.6237 | -147.0241 | 3.0941 | 124.4427 | 222.4302 | 319.7648 | 421.1051 | 521.6075 | 522.7077 | 522.7211 | 521.5887 | 519.4253 | 516.173 | 511.8268 | 506.1952 | 508.7512 | 544.4246 | 586.6359 | 586.6359 | 586.6359 | 586.6359 | 586.6359 | 586.6359 | 586.6359 | 586.6359 | 586.6359 | 586.6359 | 586.6359 | 586.6359
ANNUAL RESULTS |  | AFTER TAX
|  | IRR | 1 2002: NPV
12.5%
| 10 YEAR | 11.18% | 1 2002: -35.9883
| 20 YEAR | 11.4% | 1 2002: -30.8481
| 30 YEAR | 11.4% | 1 2002: -30.8481
PRE TAX
| 10 YEAR | -24.28% | 1 2002: -735.4797
| 20 YEAR | -5.822% | 1 2002: -704.0152
| 30 YEAR | -5.822% | 1 2002: -704.0152
QUARTERLY CASHFLOW DATES |  | AFTER TAX
|  | 2002-01-01 | 2002-04-01 | 2003-04-01 | 2004-04-01 | 2005-04-01 | 2006-04-01 | 2007-04-01 | 2008-04-01 | 2009-04-01 | 2010-04-01 | 2011-04-01 | 2012-04-01 | 2013-04-01 | 2014-04-01 | 2015-04-01 | 2016-04-01 | 2017-04-01 | 2018-04-01 | 2019-04-01 | 2020-04-01 | 2021-04-01 | 2022-04-01 | 2023-04-01 | 2024-04-01 | 2025-04-01 | 2026-04-01 | 2027-04-01 | 2028-04-01 | 2029-04-01 | 2030-04-01 | 2031-04-01 | 2032-04-01
|  | 2002-01-01 | 2002-07-02 | 2003-07-01 | 2004-07-01 | 2005-07-01 | 2006-07-01 | 2007-07-01 | 2008-07-01 | 2009-07-01 | 2010-07-01 | 2011-07-01 | 2012-07-01 | 2013-07-01 | 2014-07-01 | 2015-07-01 | 2016-07-01 | 2017-07-01 | 2018-07-01 | 2019-07-01 | 2020-07-01 | 2021-07-01 | 2022-07-01 | 2023-07-01 | 2024-07-01 | 2025-07-01 | 2026-07-01 | 2027-07-01 | 2028-07-01 | 2029-07-01 | 2030-07-01 | 2031-07-01 | 2032-07-01
|  | 2002-01-01 | 2002-09-30 | 2003-10-01 | 2004-10-01 | 2005-10-01 | 2006-10-01 | 2007-10-01 | 2008-10-01 | 2009-10-01 | 2010-10-01 | 2011-10-01 | 2012-10-01 | 2013-10-01 | 2014-10-01 | 2015-10-01 | 2016-10-01 | 2017-10-01 | 2018-10-01 | 2019-10-01 | 2020-10-01 | 2021-10-01 | 2022-10-01 | 2023-10-01 | 2024-10-01 | 2025-10-01 | 2026-10-01 | 2027-10-01 | 2028-10-01 | 2029-10-01 | 2030-10-01 | 2031-10-01 | 2032-10-01
|  | 2002-01-01 | 2003-01-01 | 2004-01-01 | 2005-01-01 | 2006-01-01 | 2007-01-01 | 2008-01-01 | 2009-01-01 | 2010-01-01 | 2011-01-01 | 2012-01-01 | 2013-01-01 | 2014-01-01 | 2015-01-01 | 2016-01-01 | 2017-01-01 | 2018-01-01 | 2019-01-01 | 2020-01-01 | 2021-01-01 | 2022-01-01 | 2023-01-01 | 2024-01-01 | 2025-01-01 | 2026-01-01 | 2027-01-01 | 2028-01-01 | 2029-01-01 | 2030-01-01 | 2031-01-01 | 2032-01-01 | 2033-01-01
PRE TAX | 2002-01-01 | 2002-01-01 | 2002-12-30 | 2003-12-30 | 2004-12-30 | 2005-12-30 | 2006-12-30 | 2007-12-30 | 2008-12-30 | 2009-12-30 | 2010-12-30 | 2011-12-30 | 2012-12-30 | 2013-12-30 | 2014-12-30 | 2015-12-30 | 2016-12-30 | 2017-12-30 | 2018-12-30 | 2019-12-30 | 2020-12-30 | 2021-12-30 | 2022-12-30 | 2023-12-30 | 2024-12-30 | 2025-12-30 | 2026-12-30 | 2027-12-30 | 2028-12-30 | 2029-12-30 | 2030-12-30 | 2031-12-30 | 2032-12-30
QUARTERLY CASHFLOW VALUES |  | 2002-01-01: AFTER TAX
|  | -913.7307 | 41.6221 | 57.8014 | 42.1642 | 33.9465 | 33.852 | 26.4511 | 20.9175 | 20.7585 | 21.7654 | 21.5073 | -3.401 | -3.7379 | -4.1005 | -4.2783 | -4.4607 | -4.5632 | -4.8335 | -5.1632 | -5.624 | -5.5484 | 0 | 0 | 0 | 0 | 0 | 0 | 0 | 0 | 0 | 0 | 0
|  | 0 | 41.6221 | 57.8014 | 42.1642 | 33.9465 | 33.852 | 26.4511 | 20.9175 | 20.7585 | 21.7654 | 21.5073 | -3.401 | -3.7379 | -4.1005 | -4.2783 | -4.4607 | -4.5632 | -4.8335 | -5.1632 | -5.624 | -5.5484 | 0 | 0 | 0 | 0 | 0 | 0 | 0 | 0 | 0 | 0 | 0
|  | 0 | 41.6221 | 57.8014 | 42.1642 | 33.9465 | 33.852 | 26.4511 | 20.9175 | 20.7585 | 21.7654 | 21.5073 | -3.401 | -3.7379 | -4.1005 | -4.2783 | -4.4607 | -4.5632 | -4.8335 | -5.1632 | -5.624 | -5.5484 | 0 | 0 | 0 | 0 | 0 | 0 | 0 | 0 | 0 | 0 | 0
|  | 0 | 41.6221 | 57.8014 | 42.1642 | 33.9465 | 33.852 | 26.4511 | 20.9175 | 20.7585 | 21.7654 | 21.5073 | -3.401 | -3.7379 | -4.1005 | -4.2783 | -4.4607 | -4.5632 | -4.8335 | -5.1632 | -5.624 | -5.5484 | 0 | 0 | 0 | 0 | 0 | 0 | 0 | 0 | 0 | 0 | 0
PRE TAX | -913.7307 | 0 | 20.0298 | 14.8062 | 14.9207 | 14.8137 | 14.7103 | 15.5444 | 14.3174 | 14.3005 | 14.2789 | 14.4733 | 14.7042 | 14.9651 | 15.2696 | 14.9497 | 14.5905 | 13.9066 | 13.7023 | 23.209 | 58.1694 | 64.4051 | 0 | 0 | 0 | 0 | 0 | 0 | 0 | 0 | 0 | 0 | 0
ANNUAL TOTAL |  |  | 186.518 | 246.0116 | 183.5774 | 150.5996 | 150.1181 | 121.3486 | 97.9874 | 97.3346 | 101.3403 | 100.5024 | 1.1001 | 0.013438 | -1.1325 | -2.1634 | -3.2523 | -4.3462 | -5.6316 | 2.556 | 35.6733 | 42.2113 | 0 | 0 | 0 | 0 | 0 | 0 | 0 | 0 | 0 | 0 | 0
QUARTERLY RESULTS |  | 2002-01-01: AFTER TAX
|  | IRR | NPV | PV Cashflow
|  |  | 12.5% | 12.5%
| 10 YEAR | 2002-01-01: 12.34%; 2003-01-01: -4.434; 2004-01-01: 909.2967
| 20 YEAR | 2002-01-01: 12.5%; 2003-01-01: -6.3417e-09; 2004-01-01: 913.7307
| 30 YEAR | 2002-01-01: 12.5%; 2003-01-01: -6.3417e-09; 2004-01-01: 913.7307
PRE TAX
| 10 YEAR | 2002-01-01: -24.28%; 2003-01-01: -827.3842; 2004-01-01: 86.3465
| 20 YEAR | 2002-01-01: -5.82%; 2003-01-01: -792.0089; 2004-01-01: 121.7218
| 30 YEAR | 2002-01-01: -5.82%; 2003-01-01: -792.0089; 2004-01-01: 121.7218
ANNUAL PAYMENT PARAMETERS
ADDITIONAL EQUITY | 0 | bar: 2002-01-01
CASH DISTRIBUTION | 0 | bar: 2002-01-01
TOTAL INCOME TAX BENEFIT (PMT) | 0.25 | 2002-01-01: 0
TAX CREDIT- PTC | 0.25 | 2002-01-01: 0
Note on B6: Eddie Moses: If Income and Basis are both (+) then re-use suspended losses up to the amount of Basis If both are (-) then suspend all the losses If Income (-) and Basis (+) then if ABS(Income) < Basis then 0 else if ABS(Income) > Basis suspend any losses exceeding the Basis If Income (+) and Basis (-) then 0
Note on B25: Eddie Moses: Assumes Additional Equity is an after-tax event due to PTC Monetization
Note on E47: Eddie Moses: THIS SECTION IS ALTERED FOR FIRST YEAR START DATE
Note on E54: Eddie Moses: THIS SECTION IS ALTERED FOR FIRST YEAR START DATE

## RAC
Sweetwater 129.00MW Project |  |  |  | 1 | 2 | 3 | 4 | 5 | 6 | 7 | 8 | 9 | 10 | 11 | 12 | 13 | 14 | 15 | 16 | 17 | 18 | 19 | 20 | 21 | 22 | 23 | 24 | 25 | 26 | 27 | 28 | 29 | 30
RAROC Variances |  |  |  | 2002 | 2003 | 2004 | 2005 | 2006 | 2007 | 2008 | 2009 | 2010 | 2011 | 2012 | 2013 | 2014 | 2015 | 2016 | 2017 | 2018 | 2019 | 2020 | 2021 | 2022 | 2023 | 2024 | 2025 | 2026 | 2027 | 2028 | 2029 | 2030 | 2031
|  |  |  | Red | light yellow or Red= connected to Sources Uses |  |  | Orange | light green or Orange = connected to Assumptions
[5 empty] | yellow = distribution cell |  |  |  | clear = no distribution and/or not connected
ACQUISITION & INSTALLATION
WTG Acquisition
WTG Price |  | Triangle |  | 1 2002: 0
Tower Price |  | Triangle |  | 1 2002: 0
Shipping Total |  | Triangle |  | 1 2002: 0
WTG Installation
Construction Total Variance |  | Triangle |  | 1 2002: 0
Predevelopment Expenses |  |  |  | 1 2002: 0
TOTAL TO SOURCES_USES |  |  |  | 1 2002: 0
Other Installation Factors
Months for Construction |  | Triangle |  | 1 2002: 0
OPERATING VARIANCES |  |  |  | 1 | 2 | 3 | 4 | 5 | 6 | 7 | 8 | 9 | 10 | 11 | 12 | 13 | 14 | 15 | 16 | 17 | 18 | 19 | 20 | 21 | 22 | 23 | 24 | 25 | 26 | 27 | 28 | 29 | 30 | 31
|  |  |  | 2002 | 2003 | 2004 | 2005 | 2006 | 2007 | 2008 | 2009 | 2010 | 2011 | 2012 | 2013 | 2014 | 2015 | 2016 | 2017 | 2018 | 2019 | 2020 | 2021 | 2022 | 2023 | 2024 | 2025 | 2026 | 2027 | 2028 | 2029 | 2030 | 2031 | 2032
Net kWh % Production |  | Normal |  | 100% | 100% | 100% | 100% | 100% | 100% | 100% | 100% | 100% | 100% | 100% | 100% | 100% | 100% | 100% | 100% | 100% | 100% | 100% | 100% | 100% | 100% | 100% | 100% | 100% | 100% | 100% | 100% | 100% | 100% | 100%
Std. Dev.
CPI Inflation |  | GBM
Inflation Switch (1=BCI report 0=Raroc) |  |  |  | 0 1 2002: 1; 0 2 2003: connected to Assum sheet
Default Energy Rates
Regular Maintenance
Other Variances
Raroc OPEX Variance Total |  |  |  | 0 | 0 | 0 | 0 | 0 | 0 | 0 | 0 | 0 | 0 | 0 | 0 | 0 | 0 | 0 | 0 | 0 | 0 | 0 | 0 | 0 | 0 | 0 | 0 | 0 | 0 | 0 | 0 | 0 | 0 | 0
CAPITAL STRUCTURE
Interest Rates
RESULTS
|  |  | 2001-01-01 | 2002-01-01 | 2002-04-01 | 2003-04-01 | 2004-04-01 | 2005-04-01 | 2006-04-01 | 2007-04-01 | 2008-04-01 | 2009-04-01 | 2010-04-01 | 2011-04-01 | 2012-04-01 | 2013-04-01 | 2014-04-01 | 2015-04-01 | 2016-04-01 | 2017-04-01 | 2018-04-01 | 2019-04-01 | 2020-04-01 | 2021-04-01 | 2022-04-01 | 2023-04-01 | 2024-04-01 | 2025-04-01 | 2026-04-01 | 2027-04-01 | 2028-04-01 | 2029-04-01 | 2030-04-01
|  |  | 2001-04-01 | 2002-01-01 | 2002-07-02 | 2003-07-01 | 2004-07-01 | 2005-07-01 | 2006-07-01 | 2007-07-01 | 2008-07-01 | 2009-07-01 | 2010-07-01 | 2011-07-01 | 2012-07-01 | 2013-07-01 | 2014-07-01 | 2015-07-01 | 2016-07-01 | 2017-07-01 | 2018-07-01 | 2019-07-01 | 2020-07-01 | 2021-07-01 | 2022-07-01 | 2023-07-01 | 2024-07-01 | 2025-07-01 | 2026-07-01 | 2027-07-01 | 2028-07-01 | 2029-07-01 | 2030-07-01
|  |  | 2001-07-01 | 2002-01-01 | 2002-09-30 | 2003-10-01 | 2004-10-01 | 2005-10-01 | 2006-10-01 | 2007-10-01 | 2008-10-01 | 2009-10-01 | 2010-10-01 | 2011-10-01 | 2012-10-01 | 2013-10-01 | 2014-10-01 | 2015-10-01 | 2016-10-01 | 2017-10-01 | 2018-10-01 | 2019-10-01 | 2020-10-01 | 2021-10-01 | 2022-10-01 | 2023-10-01 | 2024-10-01 | 2025-10-01 | 2026-10-01 | 2027-10-01 | 2028-10-01 | 2029-10-01 | 2030-10-01
|  |  | 2001-10-01 | 2002-01-01 | 2003-01-01 | 2004-01-01 | 2005-01-01 | 2006-01-01 | 2007-01-01 | 2008-01-01 | 2009-01-01 | 2010-01-01 | 2011-01-01 | 2012-01-01 | 2013-01-01 | 2014-01-01 | 2015-01-01 | 2016-01-01 | 2017-01-01 | 2018-01-01 | 2019-01-01 | 2020-01-01 | 2021-01-01 | 2022-01-01 | 2023-01-01 | 2024-01-01 | 2025-01-01 | 2026-01-01 | 2027-01-01 | 2028-01-01 | 2029-01-01 | 2030-01-01 | 2031-01-01
|  |  | 2002-01-01 | 2002-01-01 | 2002-12-30 | 2003-12-30 | 2004-12-30 | 2005-12-30 | 2006-12-30 | 2007-12-30 | 2008-12-30 | 2009-12-30 | 2010-12-30 | 2011-12-30 | 2012-12-30 | 2013-12-30 | 2014-12-30 | 2015-12-30 | 2016-12-30 | 2017-12-30 | 2018-12-30 | 2019-12-30 | 2020-12-30 | 2021-12-30 | 2022-12-30 | 2023-12-30 | 2024-12-30 | 2025-12-30 | 2026-12-30 | 2027-12-30 | 2028-12-30 | 2029-12-30 | 2030-12-30
|  |  | 2002-04-01 | 2002-01-01 | 2002-12-30 | 2003-12-30 | 2004-12-30 | 2005-12-30 | 2006-12-30 | 2007-12-30 | 2008-12-30 | 2009-12-30 | 2010-12-30 | 2011-12-30 | 2012-12-30 | 2013-12-30 | 2014-12-30 | 2015-12-30 | 2016-12-30 | 2017-12-30 | 2018-12-30 | 2019-12-30 | 2020-12-30 | 2021-12-30 | 2022-12-30 | 2023-12-30 | 2024-12-30 | 2025-12-30 | 2026-12-30 | 2027-12-30 | 2028-12-30 | 2029-12-30 | 2030-12-30
|  |  | -32924.457 | 40273.8867 | 41.6221 | 57.8014 | 42.1642 | 33.9465 | 33.852 | 26.4511 | 20.9175 | 20.7585 | 21.7654 | 21.5073 | -3.401 | -3.7379 | -4.1005 | -4.2783 | -4.4607 | -4.5632 | -4.8335 | -5.1632 | -5.624 | -5.5484 | 0 | 0 | 0 | 0 | 0 | 0 | 0 | 0 | 0
|  |  | -32924.457 | 90459.336 | 41.6221 | 57.8014 | 42.1642 | 33.9465 | 33.852 | 26.4511 | 20.9175 | 20.7585 | 21.7654 | 21.5073 | -3.401 | -3.7379 | -4.1005 | -4.2783 | -4.4607 | -4.5632 | -4.8335 | -5.1632 | -5.624 | -5.5484 | 0 | 0 | 0 | 0 | 0 | 0 | 0 | 0 | 0
|  |  | -32924.457 | 0 | 41.6221 | 57.8014 | 42.1642 | 33.9465 | 33.852 | 26.4511 | 20.9175 | 20.7585 | 21.7654 | 21.5073 | -3.401 | -3.7379 | -4.1005 | -4.2783 | -4.4607 | -4.5632 | -4.8335 | -5.1632 | -5.624 | -5.5484 | 0 | 0 | 0 | 0 | 0 | 0 | 0 | 0 | 0
|  |  | -32924.457 | 0 | 41.6221 | 57.8014 | 42.1642 | 33.9465 | 33.852 | 26.4511 | 20.9175 | 20.7585 | 21.7654 | 21.5073 | -3.401 | -3.7379 | -4.1005 | -4.2783 | -4.4607 | -4.5632 | -4.8335 | -5.1632 | -5.624 | -5.5484 | 0 | 0 | 0 | 0 | 0 | 0 | 0 | 0 | 0
XIRR PROJECT | 0.5956% |  | 0 | 0 | 20.0298 | 14.8062 | 14.9207 | 14.8137 | 14.7103 | 15.5444 | 14.3174 | 14.3005 | 14.2789 | 14.4733 | 14.7042 | 14.9651 | 15.2696 | 14.9497 | 14.5905 | 13.9066 | 13.7023 | 23.209 | 58.1694 | 64.4051 | 0 | 0 | 0 | 0 | 0 | 0 | 0 | 0 | 0
XIRR PROJECT + GREEN CREDIT | 29.35% | 0.015 | 0 | 0 | 7034.499 | 7034.499 | 7034.499 | 7034.499 | 7034.499 | 7034.499 | 7034.499 | 7034.499 | 7034.499 | 7034.499 | 7034.499 | 7034.499 | 7034.499 | 7034.499 | 7034.499 | 7034.499 | 7034.499 | 7034.499 | 7034.499 | 7034.499 | 0 | 0 | 0 | 0 | 0 | 0 | 0 | 0 | 0
GREEN CREDIT AFTER 40% tAZ | 30364.8229 | 15% |  |  | 4220.6994 | 4220.6994 | 4220.6994 | 4220.6994 | 4220.6994 | 4220.6994 | 4220.6994 | 4220.6994 | 4220.6994 | 4220.6994 | 4220.6994 | 4220.6994 | 4220.6994 | 4220.6994 | 4220.6994 | 4220.6994 | 4220.6994 | 4220.6994 | 4220.6994 | 4220.6994 | 0 | 0 | 0 | 0 | 0 | 0 | 0 | 0 | 0

## Draw
Sweetwater 129.00MW Project | 1 | 2 | 3 | 4 | 5 | 6 | 7 | 8 | 9 | 10 | 11 | 12 | 13 | 14 | 15 | 16 | 17 | 18 | 19 | 20 | 21 | 22 | 23 | 24 | 25 | 26 | 27 | 28 | 29 | 30
Drawdown Schedule | 2002 | 2003 | 2004 | 2005 | 2006 | 2007 | 2008 | 2009 | 2010 | 2011 | 2012 | 2013 | 2014 | 2015 | 2016 | 2017 | 2018 | 2019 | 2020 | 2021 | 2022 | 2023 | 2024 | 2025 | 2026 | 2027 | 2028 | 2029 | 2030 | 2031
Drawdown - Project Completion Inputs
Months from project initiation >>>>>>> |  | 1 | 2 | 3 | 4 | 5 | 6 | 7 | 8 | 9 | 10 | 11 | 12 | 13 | 14 | 15 | 16 | Total
No. of Completed Trubines |  | 3: 10; 4: 10; 5: 10; 6: 10; 7: 0; 8: 0 | ERROR
No. Of Turbines Coming Online |  | 4: 10; 5: 10; 6: 10; 7: 10; 8: 0; 9: 0; 10: 0; 11: 0 | ERROR
Turbine Rated Capacity |  | 1500 | 1500 | 1500 | 1500 | 1500 | 1500 | 1500 | 1500 | 1500 | 1500 | 1500 | 1500 | 1500 | 1500 | 1500 | 1500
Wind Adjustment Factor |  | 7.143% | 7.143% | 7.143% | 7.143% | 7.143% | 7.143% | 7.143% | 7.143% | 7.143% | 7.143% | 7.143% | 7.143% | 7.143% | 7.143% | 0% | 0%
Project Completion %
TURBINE PRICE |  | 0% | 5% | 10% | 10% | 20% | 20% | 20% | 15% | 0% | 0% | 0% | 0% | 0% | 0% | 0% | 0% | 100%
SCADA SYSTEM |  | 3: 20%; 4: 20%; 5: 20%; 6: 30%; 7: 10% | 100%
SHIPPING - WTG & BLADES |  | 1: 20%; 2: 20%; 3: 20%; 4: 20%; 5: 20% | 100%
TOWER |  | 3: 20%; 4: 20%; 5: 40%; 6: 20% | 100%
TOWER FREIGHT |  | 1: 0%; 2: 40%; 3: 40%; 4: 20%; 5: 0%; 6: 0% | 100%
SERVICES |  | 1: 0%; 2: 0%; 3: 0%; 4: 0%; 5: 0%; 6: 0%; 7: 50%; 8: 50% | 100%
#REF! |  | 1: 0%; 2: 40%; 3: 40%; 4: 20%; 5: 0%; 6: 0% | 100%
MANUFACTURING COSTS |  | 1: 25%; 2: 25%; 3: 25%; 4: 25%; 5: 0%; 6: 0%; 7: 0% | 100%
CIVIL COSTS |  | 1: 33%; 2: 33%; 3: 34%; 4: 0%; 5: 0% | 100%
MECHANICAL/ERECTION |  | 1: 0%; 2: 0%; 3: 0%; 4: 25%; 5: 25%; 6: 25%; 7: 25% | 100%
ELECTRICAL DISTRIBUTION |  | 1: 0%; 2: 0%; 5: 0%; 6: 33%; 7: 33%; 8: 34% | 100%
ENGINEERING |  | 0% | 0% | 0% | 25% | 25% | 25% | 25% | 0% | 0% | 0% | 0% | 0% | 0% | 0% | 0% |  | 100%
O&M BLDG |  | 0% | 0% | 0% | 25% | 25% | 25% | 25% | 0% | 0% | 0% | 0% | 0% | 0% | 0% | 0% |  | 100%
FACILITY STARTUP |  | 0% | 0% | 0% | 0% | 0% | 20% | 80% | 0% | 0% | 0% | 0% | 0% | 0% | 0% | 0% |  | 100%
#REF! |  | 0% | 40% | 40% | 20% | 0% | 0% | 0% | 0% | 0% | 0% | 0% | 0% | 0% | 0% | 0% | 0% | 100%
INTERCONNECTION COSTS |  | 0% | 0% | 0% | 0% | 0% | 33% | 33% | 34% | 0% | 0% | 0% | 0% | 0% | 0% | 0% | 0% | 100%
OTHER CONSTRUCTION COSTS |  | 0% | 0% | 0% | 25% | 25% | 25% | 25% | 0% | 0% | 0% | 0% | 0% | 0% | 0% | 0% | 0% | 100%
CONSTRUCTION INTEREST |  | 0% | 0% | 0% | 0% | 0% | 33% | 33% | 34% | 0% | 0% | 0% | 0% | 0% | 0% | 0% | 0% | 100%
EWC DEVELOPER FEE |  | 1: 0%; 7: 0%; 8: 100% | 100%
EPC WRAP FEE |  | 1: 0%; 8: 100% | 100%
PREDEVELOPMENT EXPENSES TOTAL |  | 1: 100%; 2: 0%; 3: 0%; 4: 0%; 7: 0% | 100%
LEGAL CLOSING |  | 1: 0%; 2: 0%; 3: 0%; 4: 0%; 5: 0%; 6: 0%; 7: 100%; 16: 0% | 100%
BANKING DUE DILIGENCE EXPENSES |  | 1: 100%; 7: 0% | 100%
INDEPENDENT ENGINEER |  | 10% | 10% | 10% | 10% | 10% | 10% | 10% | 10% | 10% | 10% | [6 empty] | 100%
INSURANCE CONSULTANT FEES |  | 10% | 10% | 10% | 10% | 10% | 10% | 10% | 10% | 10% | 10% | [6 empty] | 100%
INITIAL WORKING CAPITAL |  | 1: 100% | 100%
LAND USE PAYMENT |  | 1: 100% | 100%
EQUITY CLOSING EXPENSES |  | 1: 0%; 6: 50%; 10: 50% | 100%
UTILITY INTERCONNECT COSTS |  | 6: 50%; 7: 50% | 100%
CLOSING CONTINGENCY |  | 4: 25%; 5: 25%; 6: 25%; 7: 25% | 100%
CONSTRUCTION INSURANCE |  | 4: 50%; 7: 50% | 100%
EPC WARRANTY FEE |  | 7: 100% | 100%
#REF! |  | 7: 100% | 100%
Drawdown Schedule
Should be Zero
Months >>> | 1 | 2 | 3 | 4 | 5 | 6 | 7 | 8 | 9 | 10 | 11 | 12 | 13 | 14 | 15 | 16 | Total
Uses of Funds
TURBINE PRICE | 0 | 3319.6 | 6639.2 | 6639.2 | 13278.4 | 13278.4 | 13278.4 | 9958.8 | 0 | 0 | 0 | 0 | 0 | 0 | 0 | 0 | 66392 |  | 0
SCADA SYSTEM | 0 | 0 | 0 | 0 | 0 | 0 | 0 | 0 | 0 | 0 | 0 | 0 | 0 | 0 | 0 | 0 | 0 |  | 0
SHIPPING - WTG & BLADES | 392.5556 | 392.5556 | 392.5556 | 392.5556 | 392.5556 | 0 | 0 | 0 | 0 | 0 | 0 | 0 | 0 | 0 | 0 | 0 | 1962.778 |  | 0
TOWER | 0 | 0 | 2098.4 | 2098.4 | 4196.8 | 2098.4 | 0 | 0 | 0 | 0 | 0 | 0 | 0 | 0 | 0 | 0 | 10492 |  | 0
TOWER FREIGHT | 0 | 258 | 258 | 129 | 0 | 0 | 0 | 0 | 0 | 0 | 0 | 0 | 0 | 0 | 0 | 0 | 645 |  | 0
SERVICES | 0 | 0 | 0 | 0 | 0 | 0 | 879 | 879 | 0 | 0 | 0 | 0 | 0 | 0 | 0 | 0 | 1758 |  | 0
MANUFACTURING COSTS | 0 | 0 | 0 | 0 | 0 | 0 | 0 | 0 | 0 | 0 | 0 | 0 | 0 | 0 | 0 | 0 | 0 |  | 0
CIVIL COSTS | 2075.7132 | 2075.7132 | 2138.6136 | 0 | 0 | 0 | 0 | 0 | 0 | 0 | 0 | 0 | 0 | 0 | 0 | 0 | 6290.04 |  | 0
MECHANICAL/ERECTION | 0 | 0 | 0 | 1486.682 | 1486.682 | 1486.682 | 1486.682 | 0 | 0 | 0 | 0 | 0 | 0 | 0 | 0 | 0 | 5946.728 |  | 0
ELECTRICAL DISTRIBUTION | 0 | 0 | 0 | 0 | 0 | 0 | 0 | 0 | 0 | 0 | 0 | 0 | 0 | 0 | 0 | 0 | 0 |  | 0
ENGINEERING | 0 | 0 | 0 | 428.71 | 428.71 | 428.71 | 428.71 | 0 | 0 | 0 | 0 | 0 | 0 | 0 | 0 | 0 | 1714.84 |  | 0
O&M BLDG | 0 | 0 | 0 | 63.64 | 63.64 | 63.64 | 63.64 | 0 | 0 | 0 | 0 | 0 | 0 | 0 | 0 | 0 | 254.56 |  | 0
FACILITY STARTUP | 0 | 0 | 0 | 0 | 0 | 120.5376 | 482.1504 | 0 | 0 | 0 | 0 | 0 | 0 | 0 | 0 | 0 | 602.688 |  | 0
INTERCONNECTION COSTS | 0 | 0 | 0 | 0 | 0 | 4569.5773 | 4569.5773 | 4708.0494 | 0 | 0 | 0 | 0 | 0 | 0 | 0 | 0 | 13847.204 |  | 0
OTHER CONSTRUCTION COSTS | 0 | 0 | 0 | 891.132 | 891.132 | 891.132 | 891.132 | 0 | 0 | 0 | 0 | 0 | 0 | 0 | 0 | 0 | 3564.528 |  | 0
CONSTRUCTION INTEREST | 0 | 0 | 0 | 0 | 0 | 2702.1064 | 2702.1064 | 2783.9884 | 0 | 0 | 0 | 0 | 0 | 0 | 0 | 0 | 8188.2012 |  | 0
EWC DEVELOPER FEE | 0 | 0 | 0 | 0 | 0 | 0 | 0 | -50.8747 | 0 | 0 | 0 | 0 | 0 | 0 | 0 | 0 | -50.8747 |  | 0
EPC WRAP FEE | 0 | 0 | 0 | 0 | 0 | 0 | 0 | 0 | 0 | 0 | 0 | 0 | 0 | 0 | 0 | 0 | 0 |  | 0
PREDEVELOPMENT EXPENSES TOTAL | 3069.92 | 0 | 0 | 0 | 0 | 0 | 0 | 0 | 0 | 0 | 0 | 0 | 0 | 0 | 0 | 0 | 3069.92 |  | 0
LEGAL CLOSING | 0 | 0 | 0 | 0 | 0 | 0 | 1000 | 0 | 0 | 0 | 0 | 0 | 0 | 0 | 0 | 0 | 1000 |  | 0
BANKING DUE DILIGENCE EXPENSES | 100 | 0 | 0 | 0 | 0 | 0 | 0 | 0 | 0 | 0 | 0 | 0 | 0 | 0 | 0 | 0 | 100 |  | 0
INDEPENDENT ENGINEER | 4 | 4 | 4 | 4 | 4 | 4 | 4 | 4 | 4 | 4 | 0 | 0 | 0 | 0 | 0 | 0 | 40 |  | 0
INSURANCE CONSULTANT FEES | 2.5 | 2.5 | 2.5 | 2.5 | 2.5 | 2.5 | 2.5 | 2.5 | 2.5 | 2.5 | 0 | 0 | 0 | 0 | 0 | 0 | 25 |  | 0
INITIAL WORKING CAPITAL | 700 | 0 | 0 | 0 | 0 | 0 | 0 | 0 | 0 | 0 | 0 | 0 | 0 | 0 | 0 | 0 | 700 |  | 0
LAND USE PAYMENT | 0 | 0 | 0 | 0 | 0 | 0 | 0 | 0 | 0 | 0 | 0 | 0 | 0 | 0 | 0 | 0 | 0 |  | 0
EQUITY CLOSING EXPENSES | 0 | 0 | 0 | 0 | 0 | 250 | 0 | 0 | 0 | 250 | 0 | 0 | 0 | 0 | 0 | 0 | 500 |  | 0
UTILITY INTERCONNECT COSTS | 0 | 0 | 0 | 0 | 0 | 0 | 0 | 0 | 0 | 0 | 0 | 0 | 0 | 0 | 0 | 0 | 0 |  | 0
CLOSING CONTINGENCY | 0 | 0 | 0 | 0 | 0 | 0 | 0 | 0 | 0 | 0 | 0 | 0 | 0 | 0 | 0 | 0 | 0 |  | 0
CONSTRUCTION INSURANCE | 0 | 0 | 0 | 131.0783 | 0 | 0 | 131.0783 | 0 | 0 | 0 | 0 | 0 | 0 | 0 | 0 | 0 | 262.1565 |  | 0
EPC WARRANTY FEE | 0 | 0 | 0 | 0 | 0 | 0 | 0 | 0 | 0 | 0 | 0 | 0 | 0 | 0 | 0 | 0 | 0 |  | 0
#REF! | #REF! | #REF! | #REF! | #REF! | #REF! | #REF! | #REF! | #REF! | #REF! | #REF! | #REF! | #REF! | #REF! | #REF! | #REF! | #REF! | #REF! |  | #REF!
TOTAL | #REF! | #REF! | #REF! | #REF! | #REF! | #REF! | #REF! | #REF! | #REF! | #REF! | #REF! | #REF! | #REF! | #REF! | #REF! | #REF! | #REF!
Sources of Funds
Months >>> | 1 | 2 | 3 | 4 | 5 | 6 | 7 | 8 | 9 | 10 | 11 | 12 | 13 | 14 | 15 | 16 | Total
ECM Construction Loan - Monthly | #REF! | #REF! | #REF! | #REF! | #REF! | #REF! | #REF! | #REF! | #REF! | #REF! | #REF! | #REF! | #REF! | #REF! | #REF! | #REF!
- Cumulative | #REF! | #REF! | #REF! | #REF! | #REF! | #REF! | #REF! | #REF! | #REF! | #REF! | #REF! | #REF! | #REF! | #REF! | #REF! | #REF!
Revenue During Construction
No. of Turbines Online /month | 0 | 0 | 10 | 10 | 10 | 10 | 0 | 0 | 0 | 0 | 0 | 0 | 0 | 0 | 0 | 0 | ERROR
Total Turbines Online | 0 | 0 | 10 | 20 | 30 | 40 | 40 | 40 | 40 | 40 | 40 | 40 | 40 | 40 | 40 | 40
Turbine Rated Capacity | 1500 | 1500 | 1500 | 1500 | 1500 | 1500 | 1500 | 1500 | 1500 | 1500 | 1500 | 1500 | 1500 | 1500 | 1500 | 1500 | 0
Monthly Energy Generated (kWh -/ month pro rata) | 0 | 0 | 3895.0714 | 7790.1429 | 11685.2143 | 15580.2857 | 15580.2857 | 15580.2857 | 15580.2857 | 15580.2857 | 15580.2857 | 15580.2857 | 15580.2857 | 15580.2857 | 0 | 0 | 0
Rate ($) | 0.0235 | 0.0235 | 0.0235 | 0.0235 | 0.0235 | 0.0235 | 0.0235 | 0.0235 | 0.0235 | 0.0235 | 0.0235 | 0.0235 | 0.0235 | 0.0235 | 0.0235 | 0.0235
Gross Monthly Revenue ($000) | 0 | 0 | 91.5342 | 183.0684 | 274.6025 | 366.1367 | 366.1367 | 366.1367 | 366.1367 | 366.1367 | 366.1367 | 366.1367 | 366.1367 | 366.1367 | 0 | 0 | 3844.4355
Operating Expenses
Maintenance | #REF! | #REF! | #REF! | #REF! | #REF! | #REF! | #REF! | #REF! | #REF! | #REF! | #REF! | #REF! | #REF! | #REF! | #REF! | #REF! | #REF!
Land Payments | 0 | 0 | 2.746 | 5.4921 | 8.2381 | 10.9841 | 10.9841 | 10.9841 | 10.9841 | 10.9841 | 10.9841 | 10.9841 | 10.9841 | 10.9841 | 0 | 0 | 115.3331
Insurance |  | 4: 262.1565
Total Operating Expenses | #REF! | #REF! | #REF! | #REF! | #REF! | #REF! | #REF! | #REF! | #REF! | #REF! | #REF! | #REF! | #REF! | #REF! | #REF! | #REF! | #REF!
Net Revenue after Expenses | #REF! | #REF! | #REF! | #REF! | #REF! | #REF! | #REF! | #REF! | #REF! | #REF! | #REF! | #REF! | #REF! | #REF! | #REF! | #REF! | #REF!
Net Funds Req'd During Constrn. | #REF! | #REF! | #REF! | #REF! | #REF! | #REF! | #REF! | #REF! | #REF! | #REF! | #REF! | #REF! | #REF! | #REF! | #REF! | #REF!
Cumulative | #REF! | #REF! | #REF! | #REF! | #REF! | #REF! | #REF! | #REF! | #REF! | #REF! | #REF! | #REF! | #REF! | #REF! | #REF! | #REF!
Note on C11: Eddie Moses: default = 750 connect to Z48 rated capacity cell
Note on C12: Eddie Moses: Default = 1/12 See Rich Simon for more complete data

## ExecSum
| EXECUTIVE SUMMARY |  | Sweetwater 129.00MW Project
|  |  |  | - | - | -
TOTAL NUMBER WTG |  | 86 | <<<< | 0 | 86 | 0
NET CAPACITY FACTOR |  | 41.5%
20 YR LEVELIZED ENERGY RATE @ | 8.25% | 0.0235
FIRST YEAR BID ENERGY RATE |  | 0.0235
FIRST YEAR TOTAL ENERGY RATE |  | 0.0235
SOURCES OF FUNDS | $TOTAL (000) | % TOTAL | $ PER KW |  | EQUITY | $ | % | EFFECTIVE TAX
OUTSIDE EQUITY | 90459.336 | 68.71% | 701.2352 |  | OUTSIDE EQUITY | 90459.336 | 99% | 39.55%
EWC EQUITY | 913.7307 | 0.6941% | 7.0832 |  | ZOND/ENRON EQUITY | 913.7307 | 1% | 39.55%
SENIOR BANK DEBT | 40273.8867 | 30.59% | 312.2007 |  | TOTAL | 91373.0666 | 100%
JUNIOR DEBT | 0 | 0% | 0
CASH SUB-TOTAL | 131646.9533 | 100% | 1020.519
[6 empty] | OUTSIDE |  |  |  | ZOND
CASH & NON-CASH TOTAL | 131646.9533 | 100% | 1020.519 |  |  | EQUITY RETURN: |  |  |  | EQUITY RETURN:
[6 empty] | CASH | TAX |  |  | CASH | TAX
[5 empty] | SHARING RATIOS | 99% | 99% |  |  | 1% | 1%
USES OF FUNDS
PRIMARY FACILITY COSTS | 116641.5673 | 88.6% | 904.1982 |  |  | PRE-TAX | AFTER TAX |  |  | PRE-TAX | AFTER TAX
PREDEVELOPMENT EXPENSES TOTAL | 3069.92 | 2.332% | 23.7978 |  | 10 YEAR IRR | -24.28% | 12.34% |  |  | -24.28% | 12.34%
CONSTRUCTION INSURANCE | 262.1565 | 0.1991% | 2.0322 |  | 20 YEAR IRR | -5.82% | 12.5% |  |  | -5.82% | 12.5%
CONSTRUCTION INTEREST | 8188.2012 | 6.22% | 63.4744 |  | 30 YEAR IRR | -5.82% | 12.5% |  |  | -5.82% | 12.5%
EPC WARRANTY FEE | 0 | 0% | 0
LEGAL CLOSING | 1000 | 0.7596% | 7.7519 |  |  | PRE-TAX @ | AFTER TAX @ |  |  | PRE-TAX @ | AFTER TAX @
BANKING DUE DILIGENCE EXPENSES | 100 | 0.07596% | 0.77519 |  |  | 12.5% | 12.5% |  |  | 12.5% | 12.5%
INDEPENDENT ENGINEER | 40 | 0.03038% | 0.31008 |  | 10 YEAR NPV | -81911.0311 | -438.9673 |  |  | -827.3842 | -4.434
INSURANCE CONSULTANT FEES | 25 | 0.01899% | 0.1938 |  | 20 YEAR NPV | -78408.8795 | 3.7843e-07 |  |  | -792.0089 | -6.3417e-09
INITIAL WORKING CAPITAL | 700 | 0.5317% | 5.4264 |  | 30 YEAR NPV | -78408.8795 | 3.7843e-07 |  |  | -792.0089 | -6.3417e-09
LAND USE PAYMENT | 0 | 0% | 0
EQUITY CLOSING EXPENSES | 500 | 0.3798% | 3.876
UTILITY INTERCONNECT COSTS | 0 | 0% | 0
CLOSING CONTINGENCY | 0 | 0% | 0
LIQUIDATED DAMAGES | 0 | 0% | 0
TITLE INSURANCE | 516 | 0.392% | 4
SR DEBT ARRANGEMENT FEE | 604.1083 | 0.4589% | 4.683
JR DEBT ARRANGEMENT FEE | 0 | 0% | 0
TOTAL | 131646.9533 | 100% | 1020.519
DEBT |  | BEG | LOAN |  | ANNUAL COVERAGE RATIOS
| TERM | INT. RATE | AMOUNT |  |  | 2002-01-01 | 2002-12-30 | 2003-12-30 | 2004-12-30 | 2005-12-30 | 2006-12-30 | 2007-12-30 | 2008-12-30 | 2009-12-30 | 2010-12-30
TERM OF LOAN - SR DEBT (YRS) | 18 | 9.1% | 40273.8867 |  | BANK DEBT | 1.4 | 1.4 | 1.4 | 1.4 | 1.4 | 1.4 | 1.4 | 1.4 | 1.4 | 1.4
TERM OF LOAN - JR DEBT (YRS) | 0 | 5.5% | 0 |  | SUB-DEBT
AGGREGATE LOAN |  | 9.1% | 40273.8867
** if Term includes .5 then Project Start Date is later than January | [5 empty] | 2011-12-30 | 2012-12-30 | 2013-12-30 | 2014-12-30 | 2015-12-30 | 2016-12-30 | 2017-12-30 | 2018-12-30 | 2019-12-30 | 2020-12-30
[5 empty] | BANK DEBT | 1.4 | 1.4 | 1.4 | 1.4 | 140% | 1.4 | 1.4 | 1.7816
SUB-DEBT